## CombinedHydroSolar
Country | Unit Name | Latitude | Longitude | Capacity (MW) | Reservoir area (km2) | Reservoir Size (million m3) | Status | River Name | River Basin | Spill From | River channel ID | Reservoir ID | Filling Time | First Year
ETHIOPIA | Upper Mandaya | 9.947 | 35.68 | 1700 |  | 17.5 | Candidate | Blue Nile | Nile Basin |  | 2666 |  |  | 2030
SUDAN | Dal | 21.3731 | 30.93 | 648 |  |  | Candidate | Nile | Nile Basin | Kajbar | 489 |  |  | 2030
SUDAN | Mograt | 19.287 | 32.69 | 312 |  |  | Candidate | Nile | Nile Basin | Dagash | 1454 |  |  | 2030
SUDAN | Sabaloka | 16.3569 | 32.71 | 205 |  |  | Candidate | Nile | Nile Basin |  | 1483 |  |  | 2030
ETHIOPIA | Beko Abo | 10.3408 | 36.65 | 935 |  | 17.5 | Candidate | Blue Nile | Nile Basin |  | 2682 |  |  | 2028
SUDAN | Dagash | 19.3353 | 33.41 | 312 |  |  | Candidate | Nile | Nile Basin | Shereik | 1462 |  |  | 2028
ETHIOPIA | Karadobi | 10.144 | 38.34 | 1600 |  | 40200 | Candidate | Blue NIle | Nile Basin |  | 3040 |  |  | 2026
SUDAN | Shereik | 19.2263 | 33.48 | 420 |  |  | Candidate | Nile | Nile Basin |  | 1462 |  |  | 2025
EGYPT | Aswan 1 | 24.034 | 32.87 | 280 | 8.24 |  | Existing | Nile | Nile Basin | High Aswan Dam | 482 | 813 |  | 2025
SUDAN | Kajbar | 19.1667 | 30.48 | 360 |  |  | Candidate | Nile | Nile Basin | Merowe | 1435 |  |  | 2024
ETHIOPIA | Renaissance | 11.21 | 35.09 | 6400 | 1874 | 74000 | Committed | Blue Nile | Nile Basin |  | 1541 |  | 554.62 | 2023
EGYPT | New Assiut Barrage | 29.9969 | 31.25 | 31.7352 | - |  | Existing | Nile | Nile Basin | Naga Hamadi | 2 |  |  | 2018
EGYPT | High Aswan Dam | 23.9733 | 32.88 | 2100 | 6500 | 162000 | Existing | Nile | Nile Basin |  | 483 |  | 678.37 | 2010
ETHIOPIA | Chemoga Yeda | 9.863 | 37.67 | 280 |  | 325 | Candidate | Blue Nile | Nile Basin |  | 3514 |  |  | 2010
EGYPT | Aswan 2 | 24.034 | 32.87 | 270 | 8.24 |  | Existing | Nile | Nile Basin | Aswan 1 | 482 | 813 |  | 2010
EGYPT | Esna | 25.3154 | 32.56 | 86 | - |  | Existing | Nile | Nile Basin | Aswan 2 | 477 |  |  | 2010
ETHIOPIA | Tis Abay 2 | 11.4887 | 37.6 | 78 | - | 9100 | Existing | Nile | Nile Basin |  | 2741 |  | 226.74 | 2010
EGYPT | Naga Hamadi | 26.046 | 32.25 | 64 | - |  | Existing | Nile | Nile Basin | Esna | 475 |  |  | 2010
SUDAN | Merowe | 18.4926 | 31.82 | 1240 | 476 | 12390 | Existing | Nile | Nile Basin | Mograt | 1448 |  | 53.77 | 2009
SUDAN | Jebel Aulia | 15.2389 | 32.46 | 19 | 1222 | 3500 | Existing | White Nile | Nile Basin |  | 1487 |  | 49.13 | 2003
ETHIOPIA | Tis Abay 1 | 11.4856 | 37.59 | 11 | - | 9100 | Existing | Nile | Nile Basin |  | 2741 |  | 226.74 | 2000
SUDAN | Roseires | 11.7983 | 34.39 | 270 | 233 | 3000 | Existing | Blue Nile | Nile Basin | Renaissance | 1539 |  | 22.48 | 1966
SUDAN | Sennar | 13.2971 | 33.89 | 26 | 15.2 | 930 | Existing | Blue Nile | Nile Basin | Roseires | 1534 | 810 | 6.97 | 1962

## Potentials
Tot TEMBA all | Egypt | 6124.48 | MW | Max capacity |  |  | Max Investment |  |  | Residual capacity
| Ethiopia | 45000
| Sudan | 4900 |  | TEMBA all | 2021 | 2022 | TEMBA all | 2021 | 2022 | TEMBA all
| South Sudan | 3100 |  | large | 1.014 | 1.014 | large | 1.014 | 1.014 | large | 0.042 | 0.042
|  |  |  | med | 0.91826 | 0.91826 | med | 0.91826 | 0.91826 | med | 0 | 0
|  |  |  | small | 0.0008 | 0.0008 | small | 0 | 0 | small | 0.0008 | 0.0008
tot here Nile | Egypt | 3378 |  | EGHYDHAS03 | 2.1 | 2.1 | EGHYDHAS03 | 2.1 | 2.1 | EGHYDHAS03 | 2.1 | 2.1
| Ethiopia | 10938.7352 |  | EGHYDA1S03 | 0.28 | 0.28 | EGHYDA1S03 | 0.28 | 0.28 | EGHYDA1S03 | 0.28 | 0.28
| Sudan | 3940.7352 |  | EGHYDA2S03 | 0.27 | 0.27 | EGHYDA2S03 | 0.27 | 0.27 | EGHYDA2S03 | 0.27 | 0.27
| South Sudan | 4379 |  | EGHYDESS02 | 0.086 | 0.086 | EGHYDESS02 | 0.086 | 0.086 | EGHYDESS02 | 0.086 | 0.086
|  |  |  | EGHYDNHS02 | 0.064 | 0.064 | EGHYDNHS02 | 0.064 | 0.064 | EGHYDNHS02 | 0.064 | 0.064
tot aha all | EG | 2831.7352 |  | EGHYDNAS02 | 0.03174 | 0.03174 | EGHYDNAS02 | 0.03174 | 0.03174 | EGHYDNAS02 | 0.03174 | 0.03174
| ET | 22834 |  | tot | 4.7648 | 4.7648 | tot | 4.764 | 4.764 | tot | 2.8745 | 2.8745
| SD | 4142 |  | tot non nile | 1.9331 | 1.9331 | tot | 1.9323 | 1.9323
| SS | 2157.4
tot out nile | EG | 0 |  | TEMBA FPV |  |  | TEMBA FPV |  |  | TEMBA FPV
| ET | 11895.2648 |  | EGHYDA1S03 | 0.28 | 0.28 | EGHYDA1S03 | 0.28 | 0.28 | EGHYDA1S03 | 0.28 | 0.28
| SD | 0 |  | EGHYDA2S03 | 0.27 | 0.27 | EGHYDA2S03 | 0.27 | 0.27 | EGHYDA2S03 | 0.27 | 0.27
| SS | 0 |  | EGHYDHAS03 | 2.1 | 2.1 | EGHYDHAS03 | 2.1 | 2.1 | EGHYDHAS03 | 2.1 | 2.1
|  |  |  | EGHYDESS02 | 0.086 | 0.086 | EGHYDESS02 | 0.086 | 0.086 | EGHYDESS02 | 0.086 | 0.086
|  |  |  | EGHYDNHS02 | 0.064 | 0.064 | EGHYDNHS02 | 0.064 | 0.064 | EGHYDNHS02 | 0.064 | 0.064
|  |  |  | EGHYDNBS02 | 0.03174 | 0.03174 | EGHYDNBS02 | 0.03174 | 0.03174 | EGHYDNBS02 | 0 | 0
|  |  |  | tot | 2.8317 | 2.8317 | tot | 2.8317 | 2.8317 | tot | 2.8 | 2.8
|  |  |  | diff | -1.9331 | -1.9331 | diff | 0.89948 | 0.89948 | diff | -0.07454 | -0.07454

## locations
Unit Name | Latitude | Longitude
Attaqa Mountain | 30.025 | 32.3104
Aswan 1 | 24.034 | 32.87
Aswan 2 | 24.034 | 32.87
High Aswan Dam | 23.9733 | 32.88
Naga Hamadi Small | 26.0345 | 32.2572
Qattara Depression | 30.2578 | 27.7495
Aleltu East | 9.78 | 38.83
Aleltu West | 9.78 | 38.83
Amarti-Neshe | 9.5942 | 37.233
Baro | 7.2167 | 35.6333
Beko Abo | 10.3408 | 36.65
Birbir | 8.543 | 35.195
Chemoga Yeda | 9.863 | 37.67
Finchaa | 9.5592 | 37.3656
Geba | 8.31 | 36.1
Genji | 8.23 | 34.96
Karadobi | 10.144 | 38.34
Lake Tana - Beles | 11.71 | 37.38
Lower Dabus | 9.7921 | 34.8212
Lower Dedessa | 8.9687 | 36.2289
Renaissance | 11.21 | 35.09
Sor 2 | 8.2235 | 35.4934
Tams
Tekeze 1 | 13.3476 | 38.7432
Tekeze 2 | 13.7906 | 37.9972
Upper Dabus | 9.986 | 34.8935
Upper Mandaya | 9.947 | 35.68
Juba Barrage | 4.7392 | 31.5979
Wau | 7.6814 | 28.0473
Dagash | 19.3353 | 33.41
Dal | 21.3731 | 30.93
Jebel Aulia | 15.2389 | 32.46
Kajbar | 19.1667 | 30.48
Kashm El Girba | 14.9222 | 35.9083
Merowe | 18.4926 | 31.82
Mograt | 19.287 | 32.69
Roseires | 11.7983 | 34.39
Sabaloka | 16.3569 | 32.71
Sennar | 13.2971 | 33.89
Shereik | 19.2263 | 33.48
Upper Atbara | 14.2767 | 35.8969
Esna | 25.3154 | 32.56
Naga Hamadi | 26.046 | 32.25
New Assiut Barrage | 29.9969 | 31.25
Sor | 8.2235 | 35.4934
Tis Abay 1 | 11.4856 | 37.59
Tis Abay 2 | 11.4887 | 37.6
Bedden | 4.5625 | 31.5042
Fula | 3.954 | 31.7085
Fula Small | 3.6708 | 31.9729
Lakki | 4.1287 | 31.5813
Shukoli | 4.0364 | 31.6344

## planned_hydro_plants
SDHYDKBS03
SSHYDBDS03
SSHYDFLS03
SSHYDLKS03
SSHYDSLS03
ETHYDBRS03
ETHYDBBS03
ETHYDCYS03
ETHYDGBS03
ETHYDGJS03
ETHYDLSS03
ETHYDT2S03
ETHYDUDS03
SDHYDSHS03
SSHYDFSS03
ETHYDKRS03
SSHYDJBS03
ETHYDBAS03
SDHYDDGS03
ETHYDUMS03
SSHYDWAS03
SDHYDDLS03
SDHYDMGS03
SDHYDSBS03
ETHYDAES03
ETHYDAWS03
ETHYDLDS03
ETHYDTMS03

## All_Seasons_normal_all_plants
id | Country code | Country | Unit Name | loc_codes | tech_code | Latitude | Longitude | Status | Type | Reservoir Size million m3 | Mean Annual Discharge m3/s | Design Discharge m3/s | Reservoir area (km2) | source | First Year | Capacity (MW) | CF_H1D1 | CF_H1D2 | CF_S1D1 | CF_S1D2 | CF_H2D1 | CF_H2D2 | CF_S2D1 | CF_S2D2 | CF_H3D1 | CF_H3D2 | CF_S3D1 | CF_S3D2 | CF_H4D1 | CF_H4D2 | CF_S4D1 | CF_S4D2
1 | EG | EGYPT | Aswan 1 | A1 | EGHYDA1S03 | 24.034 | 32.87 | Existing | Reservoir | 5300 | 2763.982 | 1449 | 8.24 |  | 2010 | 280 | 1 | 1 | 0.40949 | 0.12619 | 1 | 1 | 0.38181 | 0.11744 | 1 | 1 | 0.371 | 0.12885 | 1 | 1 | 0.40126 | 0.11268
2 | EG | EGYPT | Aswan 2 | A2 | EGHYDA2S03 | 24.034 | 32.87 | Existing | Reservoir | 5300 | 2763.982 | 1172 | 8.24 |  | 2010 | 270 | 1 | 1 | 0.40949 | 0.12619 | 1 | 1 | 0.38181 | 0.11744 | 1 | 1 | 0.371 | 0.12885 | 1 | 1 | 0.40126 | 0.11268
3 | EG | EGYPT | High Aswan Dam | HA | EGHYDHAS03 | 23.9733 | 32.88 | Existing | Reservoir | 162000 | 2763.982 | 3408 | 6500 |  | 2010 | 2100 | 0.72314 | 0.72314 | 0.40587 | 0.12604 | 0.72314 | 0.72314 | 0.38386 | 0.11816 | 0.72314 | 0.72314 | 0.37424 | 0.12979 | 0.72314 | 0.72314 | 0.39426 | 0.11178
4 | ET | ETHIOPIA | Finchaa | FC | ETHYDFCS03 | 9.5592 | 37.3656 | Existing | Reservoir | 650 |  | 29.6 | 2.04 | earth | 1973 | 128 | 0.39113 | 0.39113 | 0.3177 | 0.1226 | 0.55396 | 0.55396 | 0.26081 | 0.078234 | 0.50143 | 0.50143 | 0.29063 | 0.12032 | 0.3962 | 0.3962 | 0.364 | 0.13594
5 | ET | ETHIOPIA | Lake Tana - Beles | LT | ETHYDLTS03 | 11.71 | 37.38 | Existing | Reservoir | 284000 |  |  | 3600 |  | 2010 | 460 | 0.46375 | 0.46375 | 0.34544 | 0.11954 | 0.46375 | 0.46375 | 0.24787 | 0.097466 | 0.46375 | 0.46375 | 0.31597 | 0.14124 | 0.46375 | 0.46375 | 0.38651 | 0.14075
6 | ET | ETHIOPIA | Tekeze 1 | T1 | ETHYDT1S03 | 13.3476 | 38.7432 | Existing | Reservoir | 9000 | 221.9685 | 184 | 129 | https://www.mdpi.com/2073-4441/12/8/2237 | 2010 | 300 | 1 | 1 | 0.28743 | 0.13885 | 1 | 1 | 0.26242 | 0.11404 | 1 | 1 | 0.2466 | 0.14381 | 1 | 1 | 0.26818 | 0.1139
7 | ET | ETHIOPIA | Amarti-Neshe | AN | ETHYDANS03 | 9.5942 | 37.233 | Existing | Reservoir | 448 |  | 18.6 | 22.6 | earth | 2013 | 98 | 0.47346 | 0.47346 | 0.32823 | 0.11213 | 0.47346 | 0.47346 | 0.25395 | 0.078349 | 0.47346 | 0.47346 | 0.3003 | 0.11892 | 0.47346 | 0.47346 | 0.382 | 0.13259
8 | ET | ETHIOPIA | Renaissance | RN | ETHYDRNS03 | 11.21 | 35.09 | Existing | Reservoir | 74000 | 1544.2669 |  | 1874 |  | 2023 | 6400 | 0.27572 | 0.27572 | 0.33304 | 0.10568 | 0.27572 | 0.27572 | 0.27765 | 0.067827 | 0.27572 | 0.27572 | 0.30851 | 0.10919 | 0.27572 | 0.27572 | 0.37836 | 0.1134
26 | SD | SUDAN | Sennar | SN | SDHYDSNS03 | 13.2971 | 33.89 | Existing | Reservoir | 930 | 1544.2669 |  | 15.2 |  | 1962 | 26 | 0.5 | 0.5 | 0.36714 | 0.11405 | 0.5 | 0.5 | 0.28934 | 0.078926 | 0.5 | 0.5 | 0.33376 | 0.11459 | 0.5 | 0.5 | 0.39573 | 0.11733
27 | SD | SUDAN | Kashm El Girba | KS | SDHYDKSS03 | 14.9222 | 35.9083 | Existing | Reservoir | 1300 | 348.8077 | 60 | 125 | Wikipedia | 1964 | 10 | 0.42335 | 0.42335 | 0.35829 | 0.12592 | 1 | 1 | 0.30842 | 0.10491 | 1 | 1 | 0.3341 | 0.13192 | 0.45356 | 0.45356 | 0.38181 | 0.12809
28 | SD | SUDAN | Roseires | RS | SDHYDRSS03 | 11.7983 | 34.39 | Existing | Reservoir | 3000 | 1544.2669 |  | 233 |  | 1966 | 270 | 0.5 | 0.5 | 0.36434 | 0.10708 | 0.5 | 0.5 | 0.29083 | 0.070465 | 0.5 | 0.5 | 0.33144 | 0.10564 | 0.5 | 0.5 | 0.40202 | 0.11319
29 | SD | SUDAN | Jebel Aulia | JA | SDHYDJAS03 | 15.2389 | 32.46 | Existing | Reservoir | 3500 | 824.4546 | 940 | 1222 |  | 2003 | 19 | 0.83298 | 0.83298 | 0.39466 | 0.11903 | 0.77572 | 0.77572 | 0.32528 | 0.090739 | 0.80813 | 0.80813 | 0.35242 | 0.11975 | 0.3498 | 0.3498 | 0.4191 | 0.1195
30 | SD | SUDAN | Merowe | MR | SDHYDMRS03 | 18.4926 | 31.82 | Existing | Reservoir | 12390 | 2667 | 2900 | 476 |  | 2009 | 1240 | 0.8502 | 0.8502 | 0.41325 | 0.1275 | 0.92476 | 0.92476 | 0.35472 | 0.10518 | 0.98818 | 0.98818 | 0.36381 | 0.12547 | 0.81117 | 0.81117 | 0.41797 | 0.12163
31 | SD | SUDAN | Upper Atbara | UA | SDHYDUAS03 | 14.2767 | 35.8969 | Existing | Reservoir | 2700 | 348.8077 |  | 100 | earth | 2017 | 320 | 0.027317 | 0.027317 | 0.3553 | 0.1228 | 0.59015 | 0.59015 | 0.30837 | 0.10024 | 0.44439 | 0.44439 | 0.33429 | 0.12918 | 0.029266 | 0.029266 | 0.37724 | 0.12398
38 | EG | EGYPT | Esna | ES | EGHYDESS03 | 25.3154 | 32.56 | Existing | RoR | NA | NA | NA | NA | NA | 2010 | 86 | 0.92906 | 0.92906 |  |  | 0.92906 | 0.92906 |  |  | 0.92906 | 0.92906 |  |  | 0.92906 | 0.92906
39 | EG | EGYPT | Naga Hamadi | NH | EGHYDNHS03 | 26.046 | 32.25 | Existing | RoR | NA | NA | NA | NA | NA | 2010 | 64 | 1 | 1 |  |  | 1 | 1 |  |  | 1 | 1 |  |  | 1 | 1
40 | EG | EGYPT | New Assiut Barrage | NB | EGHYDNBS03 | 29.9969 | 31.25 | Existing | RoR | NA | NA | NA | NA | NA | 2018 | 31.7352 | 1 | 1 |  |  | 1 | 1 |  |  | 1 | 1 |  |  | 1 | 1
41 | ET | ETHIOPIA | Tis Abay 1 | T1 | ETHYDT1S03 | 11.4856 | 37.59 | Existing | RoR | NA | NA | NA | NA | NA | 2000 | 11 | 1 | 1 |  |  | 1 | 1 |  |  | 1 | 1 |  |  | 1 | 1
42 | ET | ETHIOPIA | Tis Abay 2 | T2 | ETHYDT2S03 | 11.4887 | 37.6 | Existing | RoR | NA | NA | NA | NA | NA | 2010 | 78 | 1 | 1 |  |  | 1 | 1 |  |  | 1 | 1 |  |  | 1 | 1
43 | ET | ETHIOPIA | Sor | SR | ETHYDSRS03 | 8.39 | 35.44 | Existing | RoR | NA | NA | NA | NA | NA | 2014 | 5 | 0.17605 | 0.17605 |  |  | 0.97163 | 0.97163 |  |  | 0.6983 | 0.6983 |  |  | 0.05327 | 0.05327
9 | ET | ETHIOPIA | Baro | BR | ETHYDBRS03 | 7.2167 | 35.6333 | Candidate | Reservoir | [5 empty] | 2025 | 645 | 0.71649 | 0.71649 | 0.28282 | 0.092344 | 0.98992 | 0.98992 | 0.22657 | 0.071754 | 0.87813 | 0.87813 | 0.25743 | 0.1046 | 0.24112 | 0.24112 | 0.33028 | 0.1029
10 | ET | ETHIOPIA | Birbir | BB | ETHYDBBS03 | 8.543 | 35.195 | Candidate | Reservoir | [5 empty] | 2025 | 467 | 0.043201 | 0.043201 | 0.30872 | 0.087998 | 0.82341 | 0.82341 | 0.27046 | 0.071316 | 0.47382 | 0.47382 | 0.29885 | 0.10083 | 0.025322 | 0.025322 | 0.35155 | 0.10596
11 | ET | ETHIOPIA | Chemoga Yeda | CY | ETHYDCYS03 | 9.863 | 37.67 | Candidate | Reservoir | 325 |  | 18.7 |  | https://www.power-technology.com/marketdata/chemoga-yeda-ethiopia/?cf-view | 2025 | 280 | 0.030751 | 0.030751 | 0.34093 | 0.10712 | 0.86701 | 0.86701 | 0.3077 | 0.077634 | 0.58085 | 0.58085 | 0.32889 | 0.10729 | 0.031813 | 0.031813 | 0.36244 | 0.098099
12 | ET | ETHIOPIA | Geba | GB | ETHYDGBS03 | 8.31 | 36.1 | Candidate | Reservoir | 350 |  |  | 9 | wikipedia | 2025 | 372 | 0.47346 | 0.47346 | 0.28966 | 0.10492 | 0.47346 | 0.47346 | 0.20662 | 0.072927 | 0.47346 | 0.47346 | 0.25083 | 0.11169 | 0.47346 | 0.47346 | 0.34061 | 0.12006
13 | ET | ETHIOPIA | Genji | GJ | ETHYDGJS03 | 8.23 | 34.96 | Candidate | Reservoir |  | 36.625 | 63.3 |  |  | 2025 | 216 | 0.17605 | 0.17605 | 0.31259 | 0.079993 | 0.97163 | 0.97163 | 0.25203 | 0.067338 | 0.6983 | 0.6983 | 0.29334 | 0.097413 | 0.05327 | 0.05327 | 0.35922 | 0.094218
14 | ET | ETHIOPIA | Lower Dedessa | LS | ETHYDLSS03 | 8.9687 | 36.2289 | Candidate | Reservoir | [5 empty] | 2025 | 550 | 0.5 | 0.5 | 0.32027 | 0.10446 | 0.5 | 0.5 | 0.2611 | 0.071898 | 0.5 | 0.5 | 0.31357 | 0.1066 | 0.5 | 0.5 | 0.37842 | 0.11596
15 | ET | ETHIOPIA | Tekeze 2 | T2 | ETHYDT2S03 | 13.7906 | 37.9972 | Candidate | Reservoir | NA | 221.9685 | 168 | NA | same reservoir as 1 | 2025 | 380 | 1 | 1 | 0.29878 | 0.1395 | 1 | 1 | 0.26142 | 0.1139 | 1 | 1 | 0.2862 | 0.15239 | 1 | 1 | 0.32246 | 0.14482
16 | ET | ETHIOPIA | Upper Dabus | UD | ETHYDUDS03 | 9.986 | 34.8935 | Candidate | Reservoir | 2470 | 0.893 |  |  | https://www.pietrangeli.com/cascade-hydropower-ethiopia-africa/ | 2025 | 326 | 0.039472 | 0.039472 | 0.2921 | 0.10407 | 0.84636 | 0.84636 | 0.2404 | 0.062626 | 0.5322 | 0.5322 | 0.28377 | 0.10868 | 0.02289 | 0.02289 | 0.37913 | 0.11772
17 | ET | ETHIOPIA | Karadobi | KR | ETHYDKRS03 | 10.144 | 38.34 | Candidate | Reservoir | 40200 |  | 879.1 |  | https://www.power-technology.com/marketdata/karadobi-ethiopia/ | 2026 | 1600 | 0.1524 | 0.1524 | 0.34185 | 0.1201 | 0.96594 | 0.96594 | 0.30371 | 0.087546 | 0.63837 | 0.63837 | 0.33924 | 0.12607 | 0.062073 | 0.062073 | 0.37769 | 0.13024
18 | ET | ETHIOPIA | Beko Abo | BA | ETHYDBAS03 | 10.3408 | 36.65 | Candidate | Reservoir | 17.5 |  |  |  | https://www.multiconsultgroup.com/projects/mandaya-og-beko-abo/ | 2028 | 935 | 0.048058 | 0.048058 | 0.31866 | 0.1098 | 0.72645 | 0.72645 | 0.27001 | 0.074062 | 0.4848 | 0.4848 | 0.32375 | 0.11458 | 0.02972 | 0.02972 | 0.38075 | 0.12425
19 | ET | ETHIOPIA | Upper Mandaya | UM | ETHYDUMS03 | 9.947 | 35.68 | Candidate | Reservoir | 13 |  |  |  | https://www.multiconsultgroup.com/projects/mandaya-og-beko-abo/ | 2030 | 1700 | 0.049503 | 0.049503 | 0.32757 | 0.097333 | 0.78571 | 0.78571 | 0.2623 | 0.070104 | 0.50293 | 0.50293 | 0.32111 | 0.10274 | 0.028135 | 0.028135 | 0.37596 | 0.11186
20 | ET | ETHIOPIA | Aleltu East | AE | ETHYDAES03 | 9.78 | 38.83 | Candidate | Reservoir | 520 |  | 24.8 | 40.5 | https://entrospace.nilebasin.org/bitstream/handle/20.500.12351/101/35_M3_Vol3_ETH_Main_Report.pdf?sequence=1&isAllowed=y | 2031 | 189 | 0.034336 | 0.034336 | 0.28975 | 0.13668 | 0.57474 | 0.57474 | 0.2642 | 0.094939 | 0.45762 | 0.45762 | 0.29161 | 0.13334 | 0.026201 | 0.026201 | 0.35088 | 0.14635
21 | ET | ETHIOPIA | Aleltu West | AW | ETHYDAWS03 | 9.78 | 38.83 | Candidate | Reservoir | 619 |  | 30.5 |  | https://entrospace.nilebasin.org/bitstream/handle/20.500.12351/101/35_M3_Vol3_ETH_Main_Report.pdf?sequence=1&isAllowed=y | 2031 | 265 | 0.034336 | 0.034336 | 0.28975 | 0.13668 | 0.57474 | 0.57474 | 0.2642 | 0.094939 | 0.45762 | 0.45762 | 0.29161 | 0.13334 | 0.026201 | 0.026201 | 0.35088 | 0.14635
22 | ET | ETHIOPIA | Lower Dabus | LD | ETHYDLDS03 | 9.7921 | 34.8212 | Candidate | Reservoir | 53 |  |  |  | https://www.pietrangeli.com/cascade-hydropower-ethiopia-africa/ | 2031 | 250 | 0.5 | 0.5 | 0.27238 | 0.108 | 0.5 | 0.5 | 0.24155 | 0.066075 | 0.5 | 0.5 | 0.27197 | 0.10728 | 0.5 | 0.5 | 0.35599 | 0.12135
23 | ET | ETHIOPIA | Tams | TM | ETHYDTMS03 | 7.9729 | 35.3271 | Candidate | Reservoir | 4800 |  |  | 76 |  | 2031 | 1000 | 0.5 | 0.5 | 0.27119 | 0.09473 | 0.5 | 0.5 | 0.19225 | 0.070605 | 0.5 | 0.5 | 0.23421 | 0.1073 | 0.5 | 0.5 | 0.33075 | 0.11024
24 | SS | SOUTH SUDAN | Juba Barrage | JB | SSHYDJBS03 | 4.7392 | 31.5979 | Candidate | Reservoir | [5 empty] | 2026 | 120 | 0.5 | 0.5 | 0.31783 | 0.091051 | 0.5 | 0.5 | 0.27429 | 0.075601 | 0.5 | 0.5 | 0.29182 | 0.10781 | 0.5 | 0.5 | 0.36192 | 0.10527
25 | SS | SOUTH SUDAN | Wau | WA | SSHYDWAS03 | 7.6814 | 28.0473 | Candidate | Reservoir | 2000 |  |  |  |  | 2030 | 10.4 | 0.31029 | 0.31029 | 0.35536 | 0.088995 | 0.14544 | 0.14544 | 0.29635 | 0.070239 | 0.71905 | 0.71905 | 0.3308 | 0.099135 | 0.063153 | 0.063153 | 0.39432 | 0.094888
32 | SD | SUDAN | Kajbar | KB | SDHYDKBS03 | 19.1667 | 30.48 | Candidate | Reservoir |  | 2667 | 1254 | 110 | Wikipedia | 2024 | 360 | 1 | 1 | 0.41997 | 0.12189 | 1 | 1 | 0.3645 | 0.10456 | 1 | 1 | 0.37916 | 0.12284 | 1 | 1 | 0.4328 | 0.11744
33 | SD | SUDAN | Shereik | SH | SDHYDSHS03 | 19.2263 | 33.48 | Candidate | Reservoir |  | 2657.2806 | 1945 |  |  | 2025 | 420 | 0.9681 | 0.9681 | 0.40367 | 0.13295 | 1 | 1 | 0.35034 | 0.11367 | 1 | 1 | 0.35596 | 0.13274 | 0.98224 | 0.98224 | 0.4063 | 0.12482
34 | SD | SUDAN | Dagash | DG | SDHYDDGS03 | 19.3353 | 33.41 | Candidate | Reservoir |  | 2667 | 2100 |  |  | 2028 | 312 | 1 | 1 | 0.40659 | 0.13305 | 1 | 1 | 0.35451 | 0.11409 | 1 | 1 | 0.36085 | 0.13215 | 1 | 1 | 0.40695 | 0.12382
35 | SD | SUDAN | Dal | DL | SDHYDDLS03 | 21.3731 | 30.93 | Candidate | Reservoir |  | 2667 | 2100 |  |  | 2030 | 648 | 1 | 1 | 0.42522 | 0.12446 | 1 | 1 | 0.37771 | 0.11027 | 1 | 1 | 0.38317 | 0.12599 | 1 | 1 | 0.40717 | 0.11308
36 | SD | SUDAN | Mograt | MG | SDHYDMGS03 | 19.287 | 32.69 | Candidate | Reservoir |  | 2667 |  |  |  | 2030 | 312 | 0.48267 | 0.48267 | 0.41117 | 0.13151 | 0.53492 | 0.53492 | 0.35771 | 0.11275 | 0.54139 | 0.54139 | 0.36349 | 0.12973 | 0.44102 | 0.44102 | 0.41726 | 0.12471
37 | SD | SUDAN | Sabaloka | SB | SDHYDSBS03 | 16.3569 | 32.71 | Candidate | Reservoir | 4000 | 2305.3019 | 1700 |  | https://www.researchgate.net/publication/231624760_The_use_of_remote_sensing_and_fracture_analysis_for_investigating_the_proposed_site_for_the_Sabaloka_hydropower_dam_project_River_Nile_State_Sudan | 2030 | 205 | 1 | 1 | 0.40253 | 0.12766 | 1 | 1 | 0.33905 | 0.10129 | 1 | 1 | 0.35011 | 0.12503 | 1 | 1 | 0.41956 | 0.12437
44 | SS | SOUTH SUDAN | Bedden | BD | SSHYDBDS03 | 4.5625 | 31.5042 | Candidate | RoR | NA | NA | NA | NA | NA | 2024 | 570 | 1 | 1 |  |  | 0.67026 | 0.67026 |  |  | 0.91526 | 0.91526 |  |  | 0.67858 | 0.67858
45 | SS | SOUTH SUDAN | Fula | FL | SSHYDFLS03 | 3.954 | 31.7085 | Candidate | RoR | NA | NA | NA | NA | NA | 2024 | 890 | 0.80891 | 0.80891 |  |  | 0.23468 | 0.23468 |  |  | 0.34013 | 0.34013 |  |  | 0.25364 | 0.25364
46 | SS | SOUTH SUDAN | Lakki | LK | SSHYDLKS03 | 4.1287 | 31.5813 | Candidate | RoR | NA | NA | NA | NA | NA | 2024 | 410 | 1 | 1 |  |  | 0.66222 | 0.66222 |  |  | 0.91608 | 0.91608 |  |  | 0.69055 | 0.69055
47 | SS | SOUTH SUDAN | Shukoli | SL | SSHYDSLS03 | 4.0364 | 31.6344 | Candidate | RoR | NA | NA | NA | NA | NA | 2024 | 235 | 0.80347 | 0.80347 |  |  | 0.23195 | 0.23195 |  |  | 0.3394 | 0.3394 |  |  | 0.24187 | 0.24187
48 | SS | SOUTH SUDAN | Fula Small | FS | SSHYDFSS03 | 3.6708 | 31.9729 | Candidate | RoR | NA | NA | NA | NA | NA | 2025 | 42 | 0.80891 | 0.80891 |  |  | 0.23468 | 0.23468 |  |  | 0.34013 | 0.34013 |  |  | 0.25364 | 0.25364

## Area calcs
Country | Unit Name | loc_codes | tech_code | Latitude | Longitude | Status | Type | Reservoir Size million m3 | Mean Annual Discharge m3/s | Design Discharge m3/s | Reservoir area (km2) | First Year | Capacity (MW) | CF_H1D1 | CF_H1D2 | CF_S1D1 | CF_S1D2 | CF_H2D1 | CF_H2D2 | CF_S2D1 | CF_S2D2 | CF_H3D1 | CF_H3D2 | CF_S3D1 | CF_S3D2 | CF_H4D1 | CF_H4D2 | CF_S4D1 | CF_S4D2 | H | A
SUDAN | Sennar | SN | SDHYDSNS03 | 13.2971 | 33.89 | Existing | Reservoir | 930 | 1544.2669 |  | 15.2 | 1962 | 26 | 0.72314 | 0.72314 | 0.40587 | 0.12604 | 0.72314 | 0.72314 | 0.38386 | 0.11816 | 0.72314 | 0.72314 | 0.37424 | 0.12979 | 0.72314 | 0.72314 | 0.39426 | 0.11178 | 2.0191 | 460.5957
SUDAN | Roseires | RS | SDHYDRSS03 | 11.7983 | 34.39 | Existing | Reservoir | 3000 | 1544.2669 |  | 233 | 1966 | 270 | 0.83298 | 0.83298 | 0.39466 | 0.11903 | 0.77572 | 0.77572 | 0.32528 | 0.090739 | 0.80813 | 0.80813 | 0.35242 | 0.11975 | 0.3498 | 0.3498 | 0.4191 | 0.1195 | 20.9678 | 143.0763
SUDAN | Jebel Aulia | JA | SDHYDJAS03 | 15.2389 | 32.46 | Existing | Reservoir | 3500 | 824.4546 | 940 | 1222 | 2003 | 19 | 0.8502 | 0.8502 | 0.41325 | 0.1275 | 0.92476 | 0.92476 | 0.35472 | 0.10518 | 0.98818 | 0.98818 | 0.36381 | 0.12547 | 0.81117 | 0.81117 | 0.41797 | 0.12163 | 2.7638 | 1266.3948
ETHIOPIA | Tams | TM | ETHYDTMS03 | 7.9729 | 35.3271 | Candidate | Reservoir | 4800 |  |  | 76 | 2031 | 1000 | 0.27572 | 0.27572 | 0.33304 | 0.10568 | 0.27572 | 0.27572 | 0.27765 | 0.067827 | 0.27572 | 0.27572 | 0.30851 | 0.10919 | 0.27572 | 0.27572 | 0.37836 | 0.1134
SUDAN | Merowe | MR | SDHYDMRS03 | 18.4926 | 31.82 | Existing | Reservoir | 12390 | 2667 | 2900 | 476 | 2009 | 1240 | 0.5 | 0.5 | 0.36434 | 0.10708 | 0.5 | 0.5 | 0.29083 | 0.070465 | 0.5 | 0.5 | 0.33144 | 0.10564 | 0.5 | 0.5 | 0.40202 | 0.11319 | 55.7585 | 222.2085
ETHIOPIA | Renaissance | RN | ETHYDRNS03 | 11.21 | 35.09 | Existing | Reservoir | 74000 | 1544.2669 |  | 1874 | 2023 | 6400 | 0.5 | 0.5 | 0.36714 | 0.11405 | 0.5 | 0.5 | 0.28934 | 0.078926 | 0.5 | 0.5 | 0.33376 | 0.11459 | 0.5 | 0.5 | 0.39573 | 0.11733 | 497.0152 | 148.8888
EGYPT | High Aswan Dam | HA | EGHYDHAS03 | 23.9733 | 32.88 | Existing | Reservoir | 162000 | 2763.982 | 3408 | 6500 | 2010 | 2100 | 0.5 | 0.5 | 0.27119 | 0.09473 | 0.5 | 0.5 | 0.19225 | 0.070605 | 0.5 | 0.5 | 0.23421 | 0.1073 | 0.5 | 0.5 | 0.33075 | 0.11024 | 91.1163 | 1777.9472
0.85
9.81
1000

## Area calcs new
id | Country code | Country | Unit Name | loc_codes | tech_code | Latitude | Longitude | Status | Type | Reservoir Size million m3 | Mean Annual Discharge m3/s | Design Discharge m3/s | Reservoir area (km2) | First Year | Capacity (MW) | source
1 | EG | EGYPT | Aswan 1 | A1 | EGHYDA1S03 | 24.034 | 32.87 | Existing | Reservoir | 5300 | 2763.982 | 1449 | 8.24 | 2010 | 280
2 | EG | EGYPT | Aswan 2 | A2 | EGHYDA2S03 | 24.034 | 32.87 | Existing | Reservoir | 5300 | 2763.982 | 1172 | 8.24 | 2010 | 270
3 | EG | EGYPT | High Aswan Dam | HA | EGHYDHAS03 | 23.9733 | 32.88 | Existing | Reservoir | 162000 | 2763.982 | 3408 | 6500 | 2010 | 2100
4 | ET | ETHIOPIA | Finchaa | FC | ETHYDFCS03 | 9.5592 | 37.3656 | Existing | Reservoir | 650 |  | 29.6 | 2.04 | 1973 | 128 | earth
5 | ET | ETHIOPIA | Lake Tana - Beles | LT | ETHYDLTS03 | 11.71 | 37.38 | Existing | Reservoir | 284000 |  |  | 3600 | 2010 | 460
6 | ET | ETHIOPIA | Tekeze 1 | T1 | ETHYDT1S03 | 13.3476 | 38.7432 | Existing | Reservoir | 9000 | 221.9685 | 184 | 129 | 2010 | 300 | https://www.mdpi.com/2073-4441/12/8/2237
7 | ET | ETHIOPIA | Amarti-Neshe | AN | ETHYDANS03 | 9.5942 | 37.233 | Existing | Reservoir | 448 |  | 18.6 | 22.6 | 2013 | 98 | earth
8 | ET | ETHIOPIA | Renaissance | RN | ETHYDRNS03 | 11.21 | 35.09 | Existing | Reservoir | 74000 | 1544.2669 |  | 1874 | 2023 | 6400
26 | SD | SUDAN | Sennar | SN | SDHYDSNS03 | 13.2971 | 33.89 | Existing | Reservoir | 930 | 1544.2669 |  | 15.2 | 1962 | 26
27 | SD | SUDAN | Kashm El Girba | KS | SDHYDKSS03 | 14.9222 | 35.9083 | Existing | Reservoir | 1300 | 348.8077 | 60 | 125 | 1964 | 10 | Wikipedia
28 | SD | SUDAN | Roseires | RS | SDHYDRSS03 | 11.7983 | 34.39 | Existing | Reservoir | 3000 | 1544.2669 |  | 233 | 1966 | 270
29 | SD | SUDAN | Jebel Aulia | JA | SDHYDJAS03 | 15.2389 | 32.46 | Existing | Reservoir | 3500 | 824.4546 | 940 | 1222 | 2003 | 19
30 | SD | SUDAN | Merowe | MR | SDHYDMRS03 | 18.4926 | 31.82 | Existing | Reservoir | 12390 | 2667 | 2900 | 476 | 2009 | 1240
31 | SD | SUDAN | Upper Atbara | UA | SDHYDUAS03 | 14.2767 | 35.8969 | Existing | Reservoir | 2700 | 348.8077 |  | 100 | 2017 | 320 | earth
9 | ET | ETHIOPIA | Baro | BR | ETHYDBRS03 | 7.2167 | 35.6333 | Candidate | Reservoir |  |  |  |  | 2025 | 645
10 | ET | ETHIOPIA | Birbir | BB | ETHYDBBS03 | 8.543 | 35.195 | Candidate | Reservoir |  |  |  |  | 2025 | 467
11 | ET | ETHIOPIA | Chemoga Yeda | CY | ETHYDCYS03 | 9.863 | 37.67 | Candidate | Reservoir | 325 |  | 18.7 |  | 2025 | 280 | https://www.power-technology.com/marketdata/chemoga-yeda-ethiopia/?cf-view
12 | ET | ETHIOPIA | Geba | GB | ETHYDGBS03 | 8.31 | 36.1 | Candidate | Reservoir | 350 |  |  | 9 | 2025 | 372 | wikipedia
13 | ET | ETHIOPIA | Genji | GJ | ETHYDGJS03 | 8.23 | 34.96 | Candidate | Reservoir |  | 36.625 | 63.3 |  | 2025 | 216
14 | ET | ETHIOPIA | Lower Dedessa | LS | ETHYDLSS03 | 8.9687 | 36.2289 | Candidate | Reservoir |  |  |  |  | 2025 | 550
15 | ET | ETHIOPIA | Tekeze 2 | T2 | ETHYDT2S03 | 13.7906 | 37.9972 | Candidate | Reservoir | NA | 221.9685 | 168 | NA | 2025 | 380 | same reservoir as 1
16 | ET | ETHIOPIA | Upper Dabus | UD | ETHYDUDS03 | 9.986 | 34.8935 | Candidate | Reservoir | 2470 | 0.893 |  |  | 2025 | 326 | https://www.pietrangeli.com/cascade-hydropower-ethiopia-africa/
17 | ET | ETHIOPIA | Karadobi | KR | ETHYDKRS03 | 10.144 | 38.34 | Candidate | Reservoir | 40200 |  | 879.1 |  | 2026 | 1600 | https://www.power-technology.com/marketdata/karadobi-ethiopia/
18 | ET | ETHIOPIA | Beko Abo | BA | ETHYDBAS03 | 10.3408 | 36.65 | Candidate | Reservoir | 17.5 |  |  |  | 2028 | 935 | https://www.multiconsultgroup.com/projects/mandaya-og-beko-abo/
19 | ET | ETHIOPIA | Upper Mandaya | UM | ETHYDUMS03 | 9.947 | 35.68 | Candidate | Reservoir | 13 |  |  |  | 2030 | 1700 | https://www.multiconsultgroup.com/projects/mandaya-og-beko-abo/
20 | ET | ETHIOPIA | Aleltu East | AE | ETHYDAES03 | 9.78 | 38.83 | Candidate | Reservoir | 520 |  | 24.8 | 40.5 | 2031 | 189 | https://entrospace.nilebasin.org/bitstream/handle/20.500.12351/101/35_M3_Vol3_ETH_Main_Report.pdf?sequence=1&isAllowed=y
21 | ET | ETHIOPIA | Aleltu West | AW | ETHYDAWS03 | 9.78 | 38.83 | Candidate | Reservoir | 619 |  | 30.5 |  | 2031 | 265 | https://entrospace.nilebasin.org/bitstream/handle/20.500.12351/101/35_M3_Vol3_ETH_Main_Report.pdf?sequence=1&isAllowed=y
22 | ET | ETHIOPIA | Lower Dabus | LD | ETHYDLDS03 | 9.7921 | 34.8212 | Candidate | Reservoir | 53 |  |  |  | 2031 | 250 | https://www.pietrangeli.com/cascade-hydropower-ethiopia-africa/
23 | ET | ETHIOPIA | Tams | TM | ETHYDTMS03 | 7.9729 | 35.3271 | Candidate | Reservoir | 4800 |  |  | 76 | 2031 | 1000
24 | SS | SOUTH SUDAN | Juba Barrage | JB | SSHYDJBS03 | 4.7392 | 31.5979 | Candidate | Reservoir |  |  |  |  | 2026 | 120
25 | SS | SOUTH SUDAN | Wau | WA | SSHYDWAS03 | 7.6814 | 28.0473 | Candidate | Reservoir | 2000 |  |  |  | 2030 | 10.4
32 | SD | SUDAN | Kajbar | KB | SDHYDKBS03 | 19.1667 | 30.48 | Candidate | Reservoir |  | 2667 | 1254 | 110 | 2024 | 360 | Wikipedia
33 | SD | SUDAN | Shereik | SH | SDHYDSHS03 | 19.2263 | 33.48 | Candidate | Reservoir |  | 2657.2806 | 1945 |  | 2025 | 420
34 | SD | SUDAN | Dagash | DG | SDHYDDGS03 | 19.3353 | 33.41 | Candidate | Reservoir |  | 2667 | 2100 |  | 2028 | 312
35 | SD | SUDAN | Dal | DL | SDHYDDLS03 | 21.3731 | 30.93 | Candidate | Reservoir |  | 2667 | 2100 |  | 2030 | 648
36 | SD | SUDAN | Mograt | MG | SDHYDMGS03 | 19.287 | 32.69 | Candidate | Reservoir |  | 2667 |  |  | 2030 | 312
37 | SD | SUDAN | Sabaloka | SB | SDHYDSBS03 | 16.3569 | 32.71 | Candidate | Reservoir | 4000 | 2305.3019 | 1700 |  | 2030 | 205 | https://www.researchgate.net/publication/231624760_The_use_of_remote_sensing_and_fracture_analysis_for_investigating_the_proposed_site_for_the_Sabaloka_hydropower_dam_project_River_Nile_State_Sudan

## All_Seasons_dry_all_plants
id | Country | Unit Name | loc_codes | Latitude | Longitude | Status | Type | Reservoir area (km2) | First Year | Capacity (MW) | CF_H1D1 | CF_H1D2 | CF_S1D1 | CF_S1D2 | CF_H2D1 | CF_H2D2 | CF_S2D1 | CF_S2D2 | CF_H3D1 | CF_H3D2 | CF_S3D1 | CF_S3D2 | CF_H4D1 | CF_H4D2 | CF_S4D1 | CF_S4D2
1 | EGYPT | Aswan 1 | A1 | 24.034 | 32.87 | Existing | Reservoir | 8.24 | 2010 | 280 | 1 | 1 | 0.40949 | 0.12619 | 1 | 1 | 0.38181 | 0.11744 | 1 | 1 | 0.371 | 0.12885 | 1 | 1 | 0.40126 | 0.11268
2 | EGYPT | Aswan 2 | A2 | 24.034 | 32.87 | Existing | Reservoir | 8.24 | 2010 | 270 | 1 | 1 | 0.40949 | 0.12619 | 1 | 1 | 0.38181 | 0.11744 | 1 | 1 | 0.371 | 0.12885 | 1 | 1 | 0.40126 | 0.11268
3 | EGYPT | High Aswan Dam | HA | 23.9733 | 32.88 | Existing | Reservoir | 6500 | 2010 | 2100 | 0.57714 | 0.57714 | 0.40587 | 0.12604 | 0.57714 | 0.57714 | 0.38386 | 0.11816 | 0.57714 | 0.57714 | 0.37424 | 0.12979 | 0.57714 | 0.57714 | 0.39426 | 0.11178
4 | ETHIOPIA | Finchaa | FC | 9.5592 | 37.3656 | Existing | Reservoir |  | 1973 | 128 | 0.21191 | 0.21191 | 0.3177 | 0.1226 | 0.21191 | 0.21191 | 0.26081 | 0.078234 | 0.21191 | 0.21191 | 0.29063 | 0.12032 | 0.21191 | 0.21191 | 0.364 | 0.13594
5 | ETHIOPIA | Lake Tana - Beles | LT | 11.71 | 37.38 | Existing | Reservoir | 3600 | 2010 | 460 | 0.20479 | 0.20479 | 0.34544 | 0.11954 | 0.20479 | 0.20479 | 0.24787 | 0.097466 | 0.20479 | 0.20479 | 0.31597 | 0.14124 | 0.20479 | 0.20479 | 0.38651 | 0.14075
6 | ETHIOPIA | Tekeze 1 | T1 | 13.3476 | 38.7432 | Existing | Reservoir |  | 2010 | 300 | 0.45196 | 0.45196 | 0.28743 | 0.13885 | 0.45196 | 0.45196 | 0.26242 | 0.11404 | 0.45196 | 0.45196 | 0.2466 | 0.14381 | 0.45196 | 0.45196 | 0.26818 | 0.1139
7 | ETHIOPIA | Amarti-Neshe | AN | 9.5942 | 37.233 | Existing | Reservoir |  | 2013 | 98 | 0.19768 | 0.19768 | 0.32823 | 0.11213 | 0.19768 | 0.19768 | 0.25395 | 0.078349 | 0.19768 | 0.19768 | 0.3003 | 0.11892 | 0.19768 | 0.19768 | 0.382 | 0.13259
8 | ETHIOPIA | Renaissance | RN | 11.21 | 35.09 | Existing | Reservoir | 1874 | 2023 | 6400 | 0.20773 | 0.20773 | 0.33304 | 0.10568 | 0.20773 | 0.20773 | 0.27765 | 0.067827 | 0.20773 | 0.20773 | 0.30851 | 0.10919 | 0.20773 | 0.20773 | 0.37836 | 0.1134
9 | ETHIOPIA | Baro | BR | 7.2167 | 35.6333 | Candidate | Reservoir |  | 2025 | 645 | 0.28066 | 0.28066 | 0.28282 | 0.092344 | 0.28457 | 0.28457 | 0.22657 | 0.071754 | 0.26914 | 0.26914 | 0.25743 | 0.1046 | 0.062153 | 0.062153 | 0.33028 | 0.1029
10 | ETHIOPIA | Birbir | BB | 8.543 | 35.195 | Candidate | Reservoir |  | 2025 | 467 | 0.027827 | 0.027827 | 0.30872 | 0.087998 | 0.72167 | 0.72167 | 0.27046 | 0.071316 | 0.38081 | 0.38081 | 0.29885 | 0.10083 | 0.016311 | 0.016311 | 0.35155 | 0.10596
11 | ETHIOPIA | Chemoga Yeda | CY | 9.863 | 37.67 | Candidate | Reservoir |  | 2025 | 280 | 0.019911 | 0.019911 | 0.34093 | 0.10712 | 0.75425 | 0.75425 | 0.3077 | 0.077634 | 0.49359 | 0.49359 | 0.32889 | 0.10729 | 0.020599 | 0.020599 | 0.36244 | 0.098099
12 | ETHIOPIA | Geba | GB | 8.31 | 36.1 | Candidate | Reservoir |  | 2025 | 372 | 0.19768 | 0.19768 | 0.28966 | 0.10492 | 0.19768 | 0.19768 | 0.20662 | 0.072927 | 0.19768 | 0.19768 | 0.25083 | 0.11169 | 0.19768 | 0.19768 | 0.34061 | 0.12006
13 | ETHIOPIA | Genji | GJ | 8.23 | 34.96 | Candidate | Reservoir |  | 2025 | 216 | 0.10198 | 0.10198 | 0.31259 | 0.079993 | 0.81606 | 0.81606 | 0.25203 | 0.067338 | 0.54475 | 0.54475 | 0.29334 | 0.097413 | 0.030858 | 0.030858 | 0.35922 | 0.094218
14 | ETHIOPIA | Lower Dedessa | LS | 8.9687 | 36.2289 | Candidate | Reservoir |  | 2025 | 550 | 0.5 | 0.5 | 0.32027 | 0.10446 | 0.5 | 0.5 | 0.2611 | 0.071898 | 0.5 | 0.5 | 0.31357 | 0.1066 | 0.5 | 0.5 | 0.37842 | 0.11596
15 | ETHIOPIA | Tekeze 2 | T2 | 13.7906 | 37.9972 | Candidate | Reservoir |  | 2025 | 380 | 0.50816 | 0.50816 | 0.29878 | 0.1395 | 0.50816 | 0.50816 | 0.26142 | 0.1139 | 0.50816 | 0.50816 | 0.2862 | 0.15239 | 0.50816 | 0.50816 | 0.32246 | 0.14482
16 | ETHIOPIA | Upper Dabus | UD | 9.986 | 34.8935 | Candidate | Reservoir |  | 2025 | 326 | 0.019908 | 0.019908 | 0.2921 | 0.10407 | 0.52468 | 0.52468 | 0.2404 | 0.062626 | 0.38116 | 0.38116 | 0.28377 | 0.10868 | 0.011545 | 0.011545 | 0.37913 | 0.11772
17 | ETHIOPIA | Karadobi | KR | 10.144 | 38.34 | Candidate | Reservoir |  | 2026 | 1600 | 0.061454 | 0.061454 | 0.34185 | 0.1201 | 0.47191 | 0.47191 | 0.30371 | 0.087546 | 0.29482 | 0.29482 | 0.33924 | 0.12607 | 0.02503 | 0.02503 | 0.37769 | 0.13024
18 | ETHIOPIA | Beko Abo | BA | 10.3408 | 36.65 | Candidate | Reservoir |  | 2028 | 935 | 0.019596 | 0.019596 | 0.31866 | 0.1098 | 0.43214 | 0.43214 | 0.27001 | 0.074062 | 0.25241 | 0.25241 | 0.32375 | 0.11458 | 0.012119 | 0.012119 | 0.38075 | 0.12425
19 | ETHIOPIA | Upper Mandaya | UM | 9.947 | 35.68 | Candidate | Reservoir |  | 2030 | 1700 | 0.026832 | 0.026832 | 0.32757 | 0.097333 | 0.60785 | 0.60785 | 0.2623 | 0.070104 | 0.37057 | 0.37057 | 0.32111 | 0.10274 | 0.01525 | 0.01525 | 0.37596 | 0.11186
20 | ETHIOPIA | Aleltu East | AE | 9.78 | 38.83 | Candidate | Reservoir |  | 2031 | 189 | 0.014574 | 0.014574 | 0.28975 | 0.13668 | 0.4358 | 0.4358 | 0.2642 | 0.094939 | 0.25058 | 0.25058 | 0.29161 | 0.13334 | 0.011121 | 0.011121 | 0.35088 | 0.14635
21 | ETHIOPIA | Aleltu West | AW | 9.78 | 38.83 | Candidate | Reservoir |  | 2031 | 265 | 0.014574 | 0.014574 | 0.28975 | 0.13668 | 0.4358 | 0.4358 | 0.2642 | 0.094939 | 0.25058 | 0.25058 | 0.29161 | 0.13334 | 0.011121 | 0.011121 | 0.35088 | 0.14635
22 | ETHIOPIA | Lower Dabus | LD | 9.7921 | 34.8212 | Candidate | Reservoir |  | 2031 | 250 | 0.5 | 0.5 | 0.27238 | 0.108 | 0.5 | 0.5 | 0.24155 | 0.066075 | 0.5 | 0.5 | 0.27197 | 0.10728 | 0.5 | 0.5 | 0.35599 | 0.12135
23 | ETHIOPIA | Tams | TM | 7.9729 | 35.3271 | Candidate | Reservoir | 76 | 2031 | 1000 | 0.5 | 0.5 | 0.27119 | 0.09473 | 0.5 | 0.5 | 0.19225 | 0.070605 | 0.5 | 0.5 | 0.23421 | 0.1073 | 0.5 | 0.5 | 0.33075 | 0.11024
24 | SOUTH SUDAN | Juba Barrage | JB | 4.7392 | 31.5979 | Candidate | Reservoir |  | 2026 | 120 | 0.5 | 0.5 | 0.31783 | 0.091051 | 0.5 | 0.5 | 0.27429 | 0.075601 | 0.5 | 0.5 | 0.29182 | 0.10781 | 0.5 | 0.5 | 0.36192 | 0.10527
25 | SOUTH SUDAN | Wau | WA | 7.6814 | 28.0473 | Candidate | Reservoir |  | 2030 | 10.4 | 0.076213 | 0.076213 | 0.35536 | 0.088995 | 0.035722 | 0.035722 | 0.29635 | 0.070239 | 0.25848 | 0.25848 | 0.3308 | 0.099135 | 0.015511 | 0.015511 | 0.39432 | 0.094888
26 | SUDAN | Sennar | SN | 13.2971 | 33.89 | Existing | Reservoir | 15.2 | 1962 | 26 | 0.3767 | 0.3767 | 0.36714 | 0.11405 | 0.3767 | 0.3767 | 0.28934 | 0.078926 | 0.3767 | 0.3767 | 0.33376 | 0.11459 | 0.3767 | 0.3767 | 0.39573 | 0.11733
27 | SUDAN | Kashm El Girba | KS | 14.9222 | 35.9083 | Existing | Reservoir |  | 1964 | 10 | 0.059453 | 0.059453 | 0.35829 | 0.12592 | 0.75075 | 0.75075 | 0.30842 | 0.10491 | 0.57114 | 0.57114 | 0.3341 | 0.13192 | 0.063614 | 0.063614 | 0.38181 | 0.12809
28 | SUDAN | Roseires | RS | 11.7983 | 34.39 | Existing | Reservoir | 233 | 1966 | 270 | 0.3767 | 0.3767 | 0.36434 | 0.10708 | 0.3767 | 0.3767 | 0.29083 | 0.070465 | 0.3767 | 0.3767 | 0.33144 | 0.10564 | 0.3767 | 0.3767 | 0.40202 | 0.11319
29 | SUDAN | Jebel Aulia | JA | 15.2389 | 32.46 | Existing | Reservoir | 1222 | 2003 | 19 | 0.71948 | 0.71948 | 0.39466 | 0.11903 | 0.54119 | 0.54119 | 0.32528 | 0.090739 | 0.55977 | 0.55977 | 0.35242 | 0.11975 | 0.25835 | 0.25835 | 0.4191 | 0.1195
30 | SUDAN | Merowe | MR | 18.4926 | 31.82 | Existing | Reservoir | 476 | 2009 | 1240 | 0.6551 | 0.6551 | 0.41325 | 0.1275 | 0.7183 | 0.7183 | 0.35472 | 0.10518 | 0.72612 | 0.72612 | 0.36381 | 0.12547 | 0.60471 | 0.60471 | 0.41797 | 0.12163
31 | SUDAN | Upper Atbara | UA | 14.2767 | 35.8969 | Existing | Reservoir |  | 2017 | 320 | 0.0038363 | 0.0038363 | 0.3553 | 0.1228 | 0.13157 | 0.13157 | 0.30837 | 0.10024 | 0.067438 | 0.067438 | 0.33429 | 0.12918 | 0.0041047 | 0.0041047 | 0.37724 | 0.12398
32 | SUDAN | Kajbar | KB | 19.1667 | 30.48 | Candidate | Reservoir |  | 2024 | 360 | 1 | 1 | 0.41997 | 0.12189 | 1 | 1 | 0.3645 | 0.10456 | 1 | 1 | 0.37916 | 0.12284 | 1 | 1 | 0.4328 | 0.11744
33 | SUDAN | Shereik | SH | 19.2263 | 33.48 | Candidate | Reservoir |  | 2025 | 420 | 0.81436 | 0.81436 | 0.40367 | 0.13295 | 0.87589 | 0.87589 | 0.35034 | 0.11367 | 0.90265 | 0.90265 | 0.35596 | 0.13274 | 0.75172 | 0.75172 | 0.4063 | 0.12482
34 | SUDAN | Dagash | DG | 19.3353 | 33.41 | Candidate | Reservoir |  | 2028 | 312 | 0.86833 | 0.86833 | 0.40659 | 0.13305 | 0.93605 | 0.93605 | 0.35451 | 0.11409 | 0.99198 | 0.99198 | 0.36085 | 0.13215 | 0.83508 | 0.83508 | 0.40695 | 0.12382
35 | SUDAN | Dal | DL | 21.3731 | 30.93 | Candidate | Reservoir |  | 2030 | 648 | 0.86833 | 0.86833 | 0.42522 | 0.12446 | 0.93605 | 0.93605 | 0.37771 | 0.11027 | 0.99198 | 0.99198 | 0.38317 | 0.12599 | 0.83508 | 0.83508 | 0.40717 | 0.11308
36 | SUDAN | Mograt | MG | 19.287 | 32.69 | Candidate | Reservoir |  | 2030 | 312 | 0.35617 | 0.35617 | 0.41117 | 0.13151 | 0.39053 | 0.39053 | 0.35771 | 0.11275 | 0.39478 | 0.39478 | 0.36349 | 0.12973 | 0.32877 | 0.32877 | 0.41726 | 0.12471
37 | SUDAN | Sabaloka | SB | 16.3569 | 32.71 | Candidate | Reservoir |  | 2030 | 205 | 0.95708 | 0.95708 | 0.40253 | 0.12766 | 0.95408 | 0.95408 | 0.33905 | 0.10129 | 0.97029 | 0.97029 | 0.35011 | 0.12503 | 0.81702 | 0.81702 | 0.41956 | 0.12437
38 | EGYPT | Esna | ES | 25.3154 | 32.56 | Existing | RoR |  | 2010 | 86 | 0.74149 | 0.74149 |  |  | 0.74149 | 0.74149 |  |  | 0.74149 | 0.74149 |  |  | 0.74149 | 0.74149
39 | EGYPT | Naga Hamadi | NH | 26.046 | 32.25 | Existing | RoR |  | 2010 | 64 | 0.93156 | 0.93156 |  |  | 0.93156 | 0.93156 |  |  | 0.93156 | 0.93156 |  |  | 0.93156 | 0.93156
40 | EGYPT | New Assiut Barrage | NB | 29.9969 | 31.25 | Existing | RoR |  | 2018 | 31.7352 | 1 | 1 |  |  | 1 | 1 |  |  | 1 | 1 |  |  | 1 | 1
41 | ETHIOPIA | Tis Abay 1 | T1 | 11.4856 | 37.59 | Existing | RoR |  | 2000 | 11 | 1 | 1 |  |  | 1 | 1 |  |  | 1 | 1 |  |  | 1 | 1
42 | ETHIOPIA | Tis Abay 2 | T2 | 11.4887 | 37.6 | Existing | RoR |  | 2010 | 78 | 0.98167 | 0.98167 |  |  | 0.98167 | 0.98167 |  |  | 0.98167 | 0.98167 |  |  | 0.98167 | 0.98167
43 | ETHIOPIA | Sor | SR | 8.39 | 35.44 | Existing | RoR |  | 2014 | 5 | 0.10198 | 0.10198 |  |  | 0.81606 | 0.81606 |  |  | 0.54475 | 0.54475 |  |  | 0.030858 | 0.030858
44 | SOUTH SUDAN | Bedden | BD | 4.5625 | 31.5042 | Candidate | RoR |  | 2024 | 570 | 0.92272 | 0.92272 |  |  | 0.43205 | 0.43205 |  |  | 0.62674 | 0.62674 |  |  | 0.43741 | 0.43741
45 | SOUTH SUDAN | Fula | FL | 3.954 | 31.7085 | Candidate | RoR |  | 2024 | 890 | 0.56451 | 0.56451 |  |  | 0.15091 | 0.15091 |  |  | 0.21872 | 0.21872 |  |  | 0.1631 | 0.1631
46 | SOUTH SUDAN | Lakki | LK | 4.1287 | 31.5813 | Candidate | RoR |  | 2024 | 410 | 0.92491 | 0.92491 |  |  | 0.42312 | 0.42312 |  |  | 0.61911 | 0.61911 |  |  | 0.44121 | 0.44121
47 | SOUTH SUDAN | Shukoli | SL | 4.0364 | 31.6344 | Candidate | RoR |  | 2024 | 235 | 0.55493 | 0.55493 |  |  | 0.1482 | 0.1482 |  |  | 0.21685 | 0.21685 |  |  | 0.15454 | 0.15454
48 | SOUTH SUDAN | Fula Small | FS | 3.6708 | 31.9729 | Candidate | RoR |  | 2025 | 42 | 0.56451 | 0.56451 |  |  | 0.15091 | 0.15091 |  |  | 0.21872 | 0.21872 |  |  | 0.1631 | 0.1631

## All_seasons_wet_all_plants
id | Country | Unit Name | loc_codes | Latitude | Longitude | Status | Type | Reservoir area (km2) | First Year | Capacity (MW) | CF_H1D1 | CF_H1D2 | CF_S1D1 | CF_S1D2 | CF_H2D1 | CF_H2D2 | CF_S2D1 | CF_S2D2 | CF_H3D1 | CF_H3D2 | CF_S3D1 | CF_S3D2 | CF_H4D1 | CF_H4D2 | CF_S4D1 | CF_S4D2
1 | EGYPT | Aswan 1 | A1 | 24.034 | 32.87 | Existing | Reservoir | 8.24 | 2010 | 280 | 1 | 1 | 0.40949 | 0.12619 | 1 | 1 | 0.38181 | 0.11744 | 1 | 1 | 0.371 | 0.12885 | 1 | 1 | 0.40126 | 0.11268
2 | EGYPT | Aswan 2 | A2 | 24.034 | 32.87 | Existing | Reservoir | 8.24 | 2010 | 270 | 1 | 1 | 0.40949 | 0.12619 | 1 | 1 | 0.38181 | 0.11744 | 1 | 1 | 0.371 | 0.12885 | 1 | 1 | 0.40126 | 0.11268
3 | EGYPT | High Aswan Dam | HA | 23.9733 | 32.88 | Existing | Reservoir | 6500 | 2010 | 2100 | 0.95787 | 0.95787 | 0.40587 | 0.12604 | 0.95787 | 0.95787 | 0.38386 | 0.11816 | 0.95787 | 0.95787 | 0.37424 | 0.12979 | 0.95787 | 0.95787 | 0.39426 | 0.11178
4 | ETHIOPIA | Finchaa | FC | 9.5592 | 37.3656 | Existing | Reservoir |  | 1973 | 128 | 0.41052 | 0.41052 | 0.3177 | 0.1226 | 0.78954 | 0.78954 | 0.26081 | 0.078234 | 0.75788 | 0.75788 | 0.29063 | 0.12032 | 0.43396 | 0.43396 | 0.364 | 0.13594
5 | ETHIOPIA | Lake Tana - Beles | LT | 11.71 | 37.38 | Existing | Reservoir | 3600 | 2010 | 460 | 0.71038 | 0.71038 | 0.34544 | 0.11954 | 0.71038 | 0.71038 | 0.24787 | 0.097466 | 0.71038 | 0.71038 | 0.31597 | 0.14124 | 0.71038 | 0.71038 | 0.38651 | 0.14075
6 | ETHIOPIA | Tekeze 1 | T1 | 13.3476 | 38.7432 | Existing | Reservoir |  | 2010 | 300 | 1 | 1 | 0.28743 | 0.13885 | 1 | 1 | 0.26242 | 0.11404 | 1 | 1 | 0.2466 | 0.14381 | 1 | 1 | 0.26818 | 0.1139
7 | ETHIOPIA | Amarti-Neshe | AN | 9.5942 | 37.233 | Existing | Reservoir |  | 2013 | 98 | 0.54251 | 0.54251 | 0.32823 | 0.11213 | 0.73865 | 0.73865 | 0.25395 | 0.078349 | 0.65063 | 0.65063 | 0.3003 | 0.11892 | 0.54059 | 0.54059 | 0.382 | 0.13259
8 | ETHIOPIA | Renaissance | RN | 11.21 | 35.09 | Existing | Reservoir | 1874 | 2023 | 6400 | 0.30209 | 0.30209 | 0.33304 | 0.10568 | 0.40577 | 0.40577 | 0.27765 | 0.067827 | 0.35716 | 0.35716 | 0.30851 | 0.10919 | 0.30013 | 0.30013 | 0.37836 | 0.1134
9 | ETHIOPIA | Baro | BR | 7.2167 | 35.6333 | Candidate | Reservoir |  | 2025 | 645 | 0.75112 | 0.75112 | 0.28282 | 0.092344 | 1 | 1 | 0.22657 | 0.071754 | 1 | 1 | 0.25743 | 0.1046 | 0.40872 | 0.40872 | 0.33028 | 0.1029
10 | ETHIOPIA | Birbir | BB | 8.543 | 35.195 | Candidate | Reservoir |  | 2025 | 467 | 0.056166 | 0.056166 | 0.30872 | 0.087998 | 0.87046 | 0.87046 | 0.27046 | 0.071316 | 0.51598 | 0.51598 | 0.29885 | 0.10083 | 0.032922 | 0.032922 | 0.35155 | 0.10596
11 | ETHIOPIA | Chemoga Yeda | CY | 9.863 | 37.67 | Candidate | Reservoir |  | 2025 | 280 | 0.04424 | 0.04424 | 0.34093 | 0.10712 | 0.95489 | 0.95489 | 0.3077 | 0.077634 | 0.68941 | 0.68941 | 0.32889 | 0.10729 | 0.045768 | 0.045768 | 0.36244 | 0.098099
12 | ETHIOPIA | Geba | GB | 8.31 | 36.1 | Candidate | Reservoir |  | 2025 | 372 | 0.49975 | 0.49975 | 0.28966 | 0.10492 | 0.76218 | 0.76218 | 0.20662 | 0.072927 | 0.66904 | 0.66904 | 0.25083 | 0.11169 | 0.49675 | 0.49675 | 0.34061 | 0.12006
13 | ETHIOPIA | Genji | GJ | 8.23 | 34.96 | Candidate | Reservoir |  | 2025 | 216 | 0.28043 | 0.28043 | 0.31259 | 0.079993 | 1 | 1 | 0.25203 | 0.067338 | 0.79472 | 0.79472 | 0.29334 | 0.097413 | 0.084855 | 0.084855 | 0.35922 | 0.094218
14 | ETHIOPIA | Lower Dedessa | LS | 8.9687 | 36.2289 | Candidate | Reservoir |  | 2025 | 550 | 0.5 | 0.5 | 0.32027 | 0.10446 | 0.5 | 0.5 | 0.2611 | 0.071898 | 0.5 | 0.5 | 0.31357 | 0.1066 | 0.5 | 0.5 | 0.37842 | 0.11596
15 | ETHIOPIA | Tekeze 2 | T2 | 13.7906 | 37.9972 | Candidate | Reservoir |  | 2025 | 380 | 1 | 1 | 0.29878 | 0.1395 | 1 | 1 | 0.26142 | 0.1139 | 1 | 1 | 0.2862 | 0.15239 | 1 | 1 | 0.32246 | 0.14482
16 | ETHIOPIA | Upper Dabus | UD | 9.986 | 34.8935 | Candidate | Reservoir |  | 2025 | 326 | 0.065761 | 0.065761 | 0.2921 | 0.10407 | 0.96604 | 0.96604 | 0.2404 | 0.062626 | 0.66464 | 0.66464 | 0.28377 | 0.10868 | 0.038136 | 0.038136 | 0.37913 | 0.11772
17 | ETHIOPIA | Karadobi | KR | 10.144 | 38.34 | Candidate | Reservoir |  | 2026 | 1600 | 0.24481 | 0.24481 | 0.34185 | 0.1201 | 1 | 1 | 0.30371 | 0.087546 | 0.77923 | 0.77923 | 0.33924 | 0.12607 | 0.099714 | 0.099714 | 0.37769 | 0.13024
18 | ETHIOPIA | Beko Abo | BA | 10.3408 | 36.65 | Candidate | Reservoir |  | 2028 | 935 | 0.062648 | 0.062648 | 0.31866 | 0.1098 | 0.75362 | 0.75362 | 0.27001 | 0.074062 | 0.53079 | 0.53079 | 0.32375 | 0.11458 | 0.038743 | 0.038743 | 0.38075 | 0.12425
19 | ETHIOPIA | Upper Mandaya | UM | 9.947 | 35.68 | Candidate | Reservoir |  | 2030 | 1700 | 0.063004 | 0.063004 | 0.32757 | 0.097333 | 0.81818 | 0.81818 | 0.2623 | 0.070104 | 0.54919 | 0.54919 | 0.32111 | 0.10274 | 0.035808 | 0.035808 | 0.37596 | 0.11186
20 | ETHIOPIA | Aleltu East | AE | 9.78 | 38.83 | Candidate | Reservoir |  | 2031 | 189 | 0.057668 | 0.057668 | 0.28975 | 0.13668 | 0.6742 | 0.6742 | 0.2642 | 0.094939 | 0.54208 | 0.54208 | 0.29161 | 0.13334 | 0.044005 | 0.044005 | 0.35088 | 0.14635
21 | ETHIOPIA | Aleltu West | AW | 9.78 | 38.83 | Candidate | Reservoir |  | 2031 | 265 | 0.057668 | 0.057668 | 0.28975 | 0.13668 | 0.6742 | 0.6742 | 0.2642 | 0.094939 | 0.54208 | 0.54208 | 0.29161 | 0.13334 | 0.044005 | 0.044005 | 0.35088 | 0.14635
22 | ETHIOPIA | Lower Dabus | LD | 9.7921 | 34.8212 | Candidate | Reservoir |  | 2031 | 250 | 0.5 | 0.5 | 0.27238 | 0.108 | 0.5 | 0.5 | 0.24155 | 0.066075 | 0.5 | 0.5 | 0.27197 | 0.10728 | 0.5 | 0.5 | 0.35599 | 0.12135
23 | ETHIOPIA | Tams | TM | 7.9729 | 35.3271 | Candidate | Reservoir | 76 | 2031 | 1000 | 0.5 | 0.5 | 0.27119 | 0.09473 | 0.5 | 0.5 | 0.19225 | 0.070605 | 0.5 | 0.5 | 0.23421 | 0.1073 | 0.5 | 0.5 | 0.33075 | 0.11024
24 | SOUTH SUDAN | Juba Barrage | JB | 4.7392 | 31.5979 | Candidate | Reservoir |  | 2026 | 120 | 0.5 | 0.5 | 0.31783 | 0.091051 | 0.5 | 0.5 | 0.27429 | 0.075601 | 0.5 | 0.5 | 0.29182 | 0.10781 | 0.5 | 0.5 | 0.36192 | 0.10527
25 | SOUTH SUDAN | Wau | WA | 7.6814 | 28.0473 | Candidate | Reservoir |  | 2030 | 10.4 | 0.59493 | 0.59493 | 0.35536 | 0.088995 | 0.31545 | 0.31545 | 0.29635 | 0.070239 | 0.86674 | 0.86674 | 0.3308 | 0.099135 | 0.13698 | 0.13698 | 0.39432 | 0.094888
26 | SUDAN | Sennar | SN | 13.2971 | 33.89 | Existing | Reservoir | 15.2 | 1962 | 26 | 0.54783 | 0.54783 | 0.36714 | 0.11405 | 0.73585 | 0.73585 | 0.28934 | 0.078926 | 0.64769 | 0.64769 | 0.33376 | 0.11459 | 0.54428 | 0.54428 | 0.39573 | 0.11733
27 | SUDAN | Kashm El Girba | KS | 14.9222 | 35.9083 | Existing | Reservoir |  | 1964 | 10 | 0.80242 | 0.80242 | 0.35829 | 0.12592 | 1 | 1 | 0.30842 | 0.10491 | 1 | 1 | 0.3341 | 0.13192 | 0.93818 | 0.93818 | 0.38181 | 0.12809
28 | SUDAN | Roseires | RS | 11.7983 | 34.39 | Existing | Reservoir | 233 | 1966 | 270 | 0.54783 | 0.54783 | 0.36434 | 0.10708 | 0.73585 | 0.73585 | 0.29083 | 0.070465 | 0.64769 | 0.64769 | 0.33144 | 0.10564 | 0.54428 | 0.54428 | 0.40202 | 0.11319
29 | SUDAN | Jebel Aulia | JA | 15.2389 | 32.46 | Existing | Reservoir | 1222 | 2003 | 19 | 0.9532 | 0.9532 | 0.39466 | 0.11903 | 1 | 1 | 0.32528 | 0.090739 | 1 | 1 | 0.35242 | 0.11975 | 0.58125 | 0.58125 | 0.4191 | 0.1195
30 | SUDAN | Merowe | MR | 18.4926 | 31.82 | Existing | Reservoir | 476 | 2009 | 1240 | 0.94609 | 0.94609 | 0.41325 | 0.1275 | 1 | 1 | 0.35472 | 0.10518 | 1 | 1 | 0.36381 | 0.12547 | 0.96476 | 0.96476 | 0.41797 | 0.12163
31 | SUDAN | Upper Atbara | UA | 14.2767 | 35.8969 | Existing | Reservoir |  | 2017 | 320 | 0.075633 | 0.075633 | 0.3553 | 0.1228 | 0.77541 | 0.77541 | 0.30837 | 0.10024 | 0.64134 | 0.64134 | 0.33429 | 0.12918 | 0.081041 | 0.081041 | 0.37724 | 0.12398
32 | SUDAN | Kajbar | KB | 19.1667 | 30.48 | Candidate | Reservoir |  | 2024 | 360 | 1 | 1 | 0.41997 | 0.12189 | 1 | 1 | 0.3645 | 0.10456 | 1 | 1 | 0.37916 | 0.12284 | 1 | 1 | 0.4328 | 0.11744
33 | SUDAN | Shereik | SH | 19.2263 | 33.48 | Candidate | Reservoir |  | 2025 | 420 | 1 | 1 | 0.40367 | 0.13295 | 1 | 1 | 0.35034 | 0.11367 | 1 | 1 | 0.35596 | 0.13274 | 1 | 1 | 0.4063 | 0.12482
34 | SUDAN | Dagash | DG | 19.3353 | 33.41 | Candidate | Reservoir |  | 2028 | 312 | 1 | 1 | 0.40659 | 0.13305 | 1 | 1 | 0.35451 | 0.11409 | 1 | 1 | 0.36085 | 0.13215 | 1 | 1 | 0.40695 | 0.12382
35 | SUDAN | Dal | DL | 21.3731 | 30.93 | Candidate | Reservoir |  | 2030 | 648 | 1 | 1 | 0.42522 | 0.12446 | 1 | 1 | 0.37771 | 0.11027 | 1 | 1 | 0.38317 | 0.12599 | 1 | 1 | 0.40717 | 0.11308
36 | SUDAN | Mograt | MG | 19.287 | 32.69 | Candidate | Reservoir |  | 2030 | 312 | 0.61901 | 0.61901 | 0.41117 | 0.13151 | 0.78064 | 0.78064 | 0.35771 | 0.11275 | 0.8677 | 0.8677 | 0.36349 | 0.12973 | 0.54483 | 0.54483 | 0.41726 | 0.12471
37 | SUDAN | Sabaloka | SB | 16.3569 | 32.71 | Candidate | Reservoir |  | 2030 | 205 | 1 | 1 | 0.40253 | 0.12766 | 1 | 1 | 0.33905 | 0.10129 | 1 | 1 | 0.35011 | 0.12503 | 1 | 1 | 0.41956 | 0.12437
38 | EGYPT | Esna | ES | 25.3154 | 32.56 | Existing | RoR |  | 2010 | 86 | 1 | 1 |  |  | 1 | 1 |  |  | 1 | 1 |  |  | 1 | 1
39 | EGYPT | Naga Hamadi | NH | 26.046 | 32.25 | Existing | RoR |  | 2010 | 64 | 1 | 1 |  |  | 1 | 1 |  |  | 1 | 1 |  |  | 1 | 1
40 | EGYPT | New Assiut Barrage | NB | 29.9969 | 31.25 | Existing | RoR |  | 2018 | 31.7352 | 1 | 1 |  |  | 1 | 1 |  |  | 1 | 1 |  |  | 1 | 1
41 | ETHIOPIA | Tis Abay 1 | T1 | 11.4856 | 37.59 | Existing | RoR |  | 2000 | 11 | 1 | 1 |  |  | 1 | 1 |  |  | 1 | 1 |  |  | 1 | 1
42 | ETHIOPIA | Tis Abay 2 | T2 | 11.4887 | 37.6 | Existing | RoR |  | 2010 | 78 | 1 | 1 |  |  | 1 | 1 |  |  | 1 | 1 |  |  | 1 | 1
43 | ETHIOPIA | Sor | SR | 8.39 | 35.44 | Existing | RoR |  | 2014 | 5 | 0.28043 | 0.28043 |  |  | 1 | 1 |  |  | 0.79472 | 0.79472 |  |  | 0.084855 | 0.084855
44 | SOUTH SUDAN | Bedden | BD | 4.5625 | 31.5042 | Candidate | RoR |  | 2024 | 570 | 1 | 1 |  |  | 0.87444 | 0.87444 |  |  | 0.99849 | 0.99849 |  |  | 0.86765 | 0.86765
45 | SOUTH SUDAN | Fula | FL | 3.954 | 31.7085 | Candidate | RoR |  | 2024 | 890 | 0.85441 | 0.85441 |  |  | 0.3073 | 0.3073 |  |  | 0.44537 | 0.44537 |  |  | 0.33212 | 0.33212
46 | SOUTH SUDAN | Lakki | LK | 4.1287 | 31.5813 | Candidate | RoR |  | 2024 | 410 | 1 | 1 |  |  | 0.85832 | 0.85832 |  |  | 1 | 1 |  |  | 0.87794 | 0.87794
47 | SOUTH SUDAN | Shukoli | SL | 4.0364 | 31.6344 | Candidate | RoR |  | 2024 | 235 | 0.85589 | 0.85589 |  |  | 0.31003 | 0.31003 |  |  | 0.45364 | 0.45364 |  |  | 0.32329 | 0.32329
48 | SOUTH SUDAN | Fula Small | FS | 3.6708 | 31.9729 | Candidate | RoR |  | 2025 | 42 | 0.85441 | 0.85441 |  |  | 0.3073 | 0.3073 |  |  | 0.44537 | 0.44537 |  |  | 0.33212 | 0.33212

## CombinedHydroSolar_RCP26_dry
id | Country | Unit Name | loc_codes | Latitude | Longitude | Status | Type | Reservoir area (km2) | First Year | Capacity (MW) | CF_H1D1 | CF_H1D2 | CF_S1D1 | CF_S1D2 | CF_H2D1 | CF_H2D2 | CF_S2D1 | CF_S2D2 | CF_H3D1 | CF_H3D2 | CF_S3D1 | CF_S3D2 | CF_H4D1 | CF_H4D2 | CF_S4D1 | CF_S4D2
1 | EGYPT | Aswan 1 | A1 | 24.034 | 32.87 | Existing | Reservoir | 8.24 | 2010 | 280 | 0.99369 | 0.99369 | 0.40949 | 0.12619 | 0.99369 | 0.99369 | 0.38181 | 0.11744 | 0.99369 | 0.99369 | 0.371 | 0.12885 | 0.99369 | 0.99369 | 0.40126 | 0.11268
2 | EGYPT | Aswan 2 | A2 | 24.034 | 32.87 | Existing | Reservoir | 8.24 | 2010 | 270 | 1 | 1 | 0.40949 | 0.12619 | 1 | 1 | 0.38181 | 0.11744 | 1 | 1 | 0.371 | 0.12885 | 1 | 1 | 0.40126 | 0.11268
3 | EGYPT | High Aswan Dam | HA | 23.9733 | 32.88 | Existing | Reservoir | 6500 | 2010 | 2100 | 0.73068 | 0.73068 | 0.40587 | 0.12604 | 0.73068 | 0.73068 | 0.38386 | 0.11816 | 0.73068 | 0.73068 | 0.37424 | 0.12979 | 0.73068 | 0.73068 | 0.39426 | 0.11178
4 | ETHIOPIA | Finchaa | FC | 9.5592 | 37.3656 | Existing | Reservoir |  | 1973 | 128 | 0.45737 | 0.45737 | 0.3177 | 0.1226 | 0.66961 | 0.66961 | 0.26081 | 0.078234 | 0.57292 | 0.57292 | 0.29063 | 0.12032 | 0.43773 | 0.43773 | 0.364 | 0.13594
5 | ETHIOPIA | Beles | LT | 11.71 | 37.38 | Existing | Reservoir | 3600 | 2010 | 460 | 0.33993 | 0.33993 | 0.34544 | 0.11954 | 0.78564 | 0.78564 | 0.24787 | 0.097466 | 0.64302 | 0.64302 | 0.31597 | 0.14124 | 0.040348 | 0.040348 | 0.38651 | 0.14075
6 | ETHIOPIA | Tekeze 1 | T1 | 13.3476 | 38.7432 | Existing | Reservoir |  | 2010 | 300 | 1 | 1 | 0.28743 | 0.13885 | 1 | 1 | 0.26242 | 0.11404 | 1 | 1 | 0.2466 | 0.14381 | 1 | 1 | 0.26818 | 0.1139
7 | ETHIOPIA | Amarti-Neshe | AN | 9.5942 | 37.233 | Existing | Reservoir |  | 2013 | 98 | 0.48071 | 0.48071 | 0.32823 | 0.11213 | 0.67505 | 0.67505 | 0.25395 | 0.078349 | 0.58554 | 0.58554 | 0.3003 | 0.11892 | 0.46364 | 0.46364 | 0.382 | 0.13259
8 | ETHIOPIA | Renaissance | RN | 11.21 | 35.09 | Existing | Reservoir | 1874 | 2023 | 6400 | 0.27088 | 0.27088 | 0.33304 | 0.10568 | 0.58112 | 0.58112 | 0.27765 | 0.067827 | 0.39979 | 0.39979 | 0.30851 | 0.10919 | 0.25598 | 0.25598 | 0.37836 | 0.1134
9 | ETHIOPIA | Baro | BR | 7.2167 | 35.6333 | Candidate | Reservoir |  | 2025 | 645 | 0.75186 | 0.75186 | 0.28282 | 0.092344 | 0.63152 | 0.63152 | 0.22657 | 0.071754 | 0.78546 | 0.78546 | 0.25743 | 0.1046 | 0.3674 | 0.3674 | 0.33028 | 0.1029
10 | ETHIOPIA | Birbir | BB | 8.543 | 35.195 | Candidate | Reservoir |  | 2025 | 467 | 0.067018 | 0.067018 | 0.30872 | 0.087998 | 0.81734 | 0.81734 | 0.27046 | 0.071316 | 0.53633 | 0.53633 | 0.29885 | 0.10083 | 0.02656 | 0.02656 | 0.35155 | 0.10596
11 | ETHIOPIA | Chemoga Yeda | CY | 9.863 | 37.67 | Candidate | Reservoir |  | 2025 | 280 | 0.33367 | 0.33367 | 0.34093 | 0.10712 | 0.59041 | 0.59041 | 0.3077 | 0.077634 | 0.51139 | 0.51139 | 0.32889 | 0.10729 | 0.34322 | 0.34322 | 0.36244 | 0.098099
12 | ETHIOPIA | Geba | GB | 8.31 | 36.1 | Candidate | Reservoir |  | 2025 | 372 | 0.16071 | 0.16071 | 0.28966 | 0.10492 | 0.89996 | 0.89996 | 0.20662 | 0.072927 | 0.60429 | 0.60429 | 0.25083 | 0.11169 | 0.042471 | 0.042471 | 0.34061 | 0.12006
13 | ETHIOPIA | Genji | GJ | 8.23 | 34.96 | Candidate | Reservoir |  | 2025 | 216 | 0.35286 | 0.35286 | 0.31259 | 0.079993 | 0.61881 | 0.61881 | 0.25203 | 0.067338 | 0.48918 | 0.48918 | 0.29334 | 0.097413 | 0.075463 | 0.075463 | 0.35922 | 0.094218
14 | ETHIOPIA | Lower Dedessa | LS | 8.9687 | 36.2289 | Candidate | Reservoir |  | 2025 | 550 | 0.5 | 0.5 | 0.32027 | 0.10446 | 0.5 | 0.5 | 0.2611 | 0.071898 | 0.5 | 0.5 | 0.31357 | 0.1066 | 0.5 | 0.5 | 0.37842 | 0.11596
15 | ETHIOPIA | Tekeze 2 | T2 | 13.7906 | 37.9972 | Candidate | Reservoir |  | 2025 | 380 | 0.56071 | 0.56071 | 0.29878 | 0.1395 | 0.75821 | 0.75821 | 0.26142 | 0.1139 | 0.68273 | 0.68273 | 0.2862 | 0.15239 | 0.5554 | 0.5554 | 0.32246 | 0.14482
16 | ETHIOPIA | Upper Dabus | UD | 9.986 | 34.8935 | Candidate | Reservoir |  | 2025 | 326 | 0.14472 | 0.14472 | 0.2921 | 0.10407 | 0.7131 | 0.7131 | 0.2404 | 0.062626 | 0.61173 | 0.61173 | 0.28377 | 0.10868 | 0.02797 | 0.02797 | 0.37913 | 0.11772
17 | ETHIOPIA | Karadobi | KR | 10.144 | 38.34 | Candidate | Reservoir |  | 2026 | 1600 | 0.68628 | 0.68628 | 0.34185 | 0.1201 | 0.68628 | 0.68628 | 0.30371 | 0.087546 | 0.68628 | 0.68628 | 0.33924 | 0.12607 | 0.68628 | 0.68628 | 0.37769 | 0.13024
18 | ETHIOPIA | Beko Abo | BA | 10.3408 | 36.65 | Candidate | Reservoir |  | 2028 | 935 | 0.076254 | 0.076254 | 0.31866 | 0.1098 | 0.80148 | 0.80148 | 0.27001 | 0.074062 | 0.44539 | 0.44539 | 0.32375 | 0.11458 | 0.03206 | 0.03206 | 0.38075 | 0.12425
19 | ETHIOPIA | Upper Mandaya | UM | 9.947 | 35.68 | Candidate | Reservoir |  | 2030 | 1700 | 0.068223 | 0.068223 | 0.32757 | 0.097333 | 0.80221 | 0.80221 | 0.2623 | 0.070104 | 0.46993 | 0.46993 | 0.32111 | 0.10274 | 0.030114 | 0.030114 | 0.37596 | 0.11186
20 | ETHIOPIA | Aleltu East | AE | 9.78 | 38.83 | Candidate | Reservoir |  | 2031 | 189 | 0.20461 | 0.20461 | 0.28975 | 0.13668 | 0.62388 | 0.62388 | 0.2642 | 0.094939 | 0.35963 | 0.35963 | 0.29161 | 0.13334 | 0.050714 | 0.050714 | 0.35088 | 0.14635
21 | ETHIOPIA | Aleltu West | AW | 9.78 | 38.83 | Candidate | Reservoir |  | 2031 | 265 | 0.20461 | 0.20461 | 0.28975 | 0.13668 | 0.62388 | 0.62388 | 0.2642 | 0.094939 | 0.35963 | 0.35963 | 0.29161 | 0.13334 | 0.050714 | 0.050714 | 0.35088 | 0.14635
22 | ETHIOPIA | Lower Dabus | LD | 9.7921 | 34.8212 | Candidate | Reservoir |  | 2031 | 250 | 0.5 | 0.5 | 0.27238 | 0.108 | 0.5 | 0.5 | 0.24155 | 0.066075 | 0.5 | 0.5 | 0.27197 | 0.10728 | 0.5 | 0.5 | 0.35599 | 0.12135
23 | ETHIOPIA | Tams | TM | 7.9729 | 35.3271 | Candidate | Reservoir | 76 | 2031 | 1000 | 0.5 | 0.5 | 0.27119 | 0.09473 | 0.5 | 0.5 | 0.19225 | 0.070605 | 0.5 | 0.5 | 0.23421 | 0.1073 | 0.5 | 0.5 | 0.33075 | 0.11024
24 | SOUTH SUDAN | Juba Barrage | JB | 4.7392 | 31.5979 | Candidate | Reservoir |  | 2026 | 120 | 0.5 | 0.5 | 0.31783 | 0.091051 | 0.5 | 0.5 | 0.27429 | 0.075601 | 0.5 | 0.5 | 0.29182 | 0.10781 | 0.5 | 0.5 | 0.36192 | 0.10527
25 | SOUTH SUDAN | Wau | WA | 7.6814 | 28.0473 | Candidate | Reservoir |  | 2030 | 10.4 | 0.50675 | 0.50675 | 0.35536 | 0.088995 | 0.43284 | 0.43284 | 0.29635 | 0.070239 | 0.63491 | 0.63491 | 0.3308 | 0.099135 | 0.063582 | 0.063582 | 0.39432 | 0.094888
26 | SUDAN | Sennar | SN | 13.2971 | 33.89 | Existing | Reservoir | 15.2 | 1962 | 26 | 0.30491 | 0.30491 | 0.36714 | 0.11405 | 0.58717 | 0.58717 | 0.28934 | 0.078926 | 0.39466 | 0.39466 | 0.33376 | 0.11459 | 0.29454 | 0.29454 | 0.39573 | 0.11733
27 | SUDAN | Kashm El Girba | KS | 14.9222 | 35.9083 | Existing | Reservoir |  | 1964 | 10 | 0.3402 | 0.3402 | 0.35829 | 0.12592 | 0.97465 | 0.97465 | 0.30842 | 0.10491 | 0.9609 | 0.9609 | 0.3341 | 0.13192 | 0.4439 | 0.4439 | 0.38181 | 0.12809
28 | SUDAN | Roseires | RS | 11.7983 | 34.39 | Existing | Reservoir | 233 | 1966 | 270 | 0.30491 | 0.30491 | 0.36434 | 0.10708 | 0.58717 | 0.58717 | 0.29083 | 0.070465 | 0.39466 | 0.39466 | 0.33144 | 0.10564 | 0.29454 | 0.29454 | 0.40202 | 0.11319
29 | SUDAN | Jebel Aulia | JA | 15.2389 | 32.46 | Existing | Reservoir | 1222 | 2003 | 19 | 0.75694 | 0.75694 | 0.39466 | 0.11903 | 0.64091 | 0.64091 | 0.32528 | 0.090739 | 0.62408 | 0.62408 | 0.35242 | 0.11975 | 0.35799 | 0.35799 | 0.4191 | 0.1195
30 | SUDAN | Merowe | MR | 18.4926 | 31.82 | Existing | Reservoir | 476 | 2009 | 1240 | 0.50757 | 0.50757 | 0.41325 | 0.1275 | 0.68315 | 0.68315 | 0.35472 | 0.10518 | 0.75183 | 0.75183 | 0.36381 | 0.12547 | 0.47809 | 0.47809 | 0.41797 | 0.12163
31 | SUDAN | Upper Atbara | UA | 14.2767 | 35.8969 | Existing | Reservoir |  | 2017 | 320 | 0.076159 | 0.076159 | 0.3553 | 0.1228 | 1 | 1 | 0.30837 | 0.10024 | 0.74588 | 0.74588 | 0.33429 | 0.12918 | 0.061816 | 0.061816 | 0.37724 | 0.12398
32 | SUDAN | Kajbar | KB | 19.1667 | 30.48 | Candidate | Reservoir |  | 2024 | 360 | 0.955 | 0.955 | 0.41997 | 0.12189 | 1 | 1 | 0.3645 | 0.10456 | 1 | 1 | 0.37916 | 0.12284 | 0.95886 | 0.95886 | 0.4328 | 0.11744
33 | SUDAN | Shereik | SH | 19.2263 | 33.48 | Candidate | Reservoir |  | 2025 | 420 | 0.86693 | 0.86693 | 0.40367 | 0.13295 | 0.83024 | 0.83024 | 0.35034 | 0.11367 | 0.82384 | 0.82384 | 0.35596 | 0.13274 | 0.83929 | 0.83929 | 0.4063 | 0.12482
34 | SUDAN | Dagash | DG | 19.3353 | 33.41 | Candidate | Reservoir |  | 2028 | 312 | 0.66356 | 0.66356 | 0.40659 | 0.13305 | 0.88139 | 0.88139 | 0.35451 | 0.11409 | 0.90508 | 0.90508 | 0.36085 | 0.13215 | 0.64767 | 0.64767 | 0.40695 | 0.12382
35 | SUDAN | Dal | DL | 21.3731 | 30.93 | Candidate | Reservoir |  | 2030 | 648 | 0.66356 | 0.66356 | 0.42522 | 0.12446 | 0.88139 | 0.88139 | 0.37771 | 0.11027 | 0.90508 | 0.90508 | 0.38317 | 0.12599 | 0.64767 | 0.64767 | 0.40717 | 0.11308
36 | SUDAN | Mograt | MG | 19.287 | 32.69 | Candidate | Reservoir |  | 2030 | 312 | 0.28625 | 0.28625 | 0.41117 | 0.13151 | 0.43419 | 0.43419 | 0.35771 | 0.11275 | 0.48288 | 0.48288 | 0.36349 | 0.12973 | 0.25993 | 0.25993 | 0.41726 | 0.12471
37 | SUDAN | Sabaloka | SB | 16.3569 | 32.71 | Candidate | Reservoir |  | 2030 | 205 | 0.84471 | 0.84471 | 0.40253 | 0.12766 | 0.83764 | 0.83764 | 0.33905 | 0.10129 | 0.83607 | 0.83607 | 0.35011 | 0.12503 | 0.85882 | 0.85882 | 0.41956 | 0.12437
38 | EGYPT | Esna | ES | 25.3154 | 32.56 | Existing | RoR |  | 2010 | 86 | 0.5988 | 0.5988 |  |  | 0.68066 | 0.68066 |  |  | 0.63741 | 0.63741 |  |  | 0.5633 | 0.5633
39 | EGYPT | Naga Hamadi | NH | 26.046 | 32.25 | Existing | RoR |  | 2010 | 64 | 0.75062 | 0.75062 |  |  | 0.80118 | 0.80118 |  |  | 0.77557 | 0.77557 |  |  | 0.70769 | 0.70769
40 | EGYPT | New Assiut Barrage | NB | 29.9969 | 31.25 | Existing | RoR |  | 2018 | 31.7352 | 0.84704 | 0.84704 |  |  | 0.859 | 0.859 |  |  | 0.85337 | 0.85337 |  |  | 0.82192 | 0.82192
41 | ETHIOPIA | Tis Abay 1 | T1 | 11.4856 | 37.59 | Existing | RoR |  | 2000 | 11 | 1 | 1 |  |  | 1 | 1 |  |  | 1 | 1 |  |  | 1 | 1
42 | ETHIOPIA | Tis Abay 2 | T2 | 11.4887 | 37.6 | Existing | RoR |  | 2010 | 78 | 1 | 1 |  |  | 1 | 1 |  |  | 1 | 1 |  |  | 1 | 1
43 | ETHIOPIA | Sor | SR | 8.39 | 35.44 | Existing | RoR |  | 2014 | 5 | 0.16071 | 0.16071 |  |  | 0.89996 | 0.89996 |  |  | 0.60429 | 0.60429 |  |  | 0.042471 | 0.042471
44 | SOUTH SUDAN | Bedden | BD | 4.5625 | 31.5042 | Candidate | RoR |  | 2024 | 570 | 0.80978 | 0.80978 |  |  | 0.7807 | 0.7807 |  |  | 0.64461 | 0.64461 |  |  | 0.68957 | 0.68957
45 | SOUTH SUDAN | Fula | FL | 3.954 | 31.7085 | Candidate | RoR |  | 2024 | 890 | 0.72246 | 0.72246 |  |  | 0.26086 | 0.26086 |  |  | 0.22647 | 0.22647 |  |  | 0.26855 | 0.26855
46 | SOUTH SUDAN | Lakki | LK | 4.1287 | 31.5813 | Candidate | RoR |  | 2024 | 410 | 0.80626 | 0.80626 |  |  | 0.75558 | 0.75558 |  |  | 0.6375 | 0.6375 |  |  | 0.70396 | 0.70396
47 | SOUTH SUDAN | Shukoli | SL | 4.0364 | 31.6344 | Candidate | RoR |  | 2024 | 235 | 0.7148 | 0.7148 |  |  | 0.2801 | 0.2801 |  |  | 0.22448 | 0.22448 |  |  | 0.25654 | 0.25654
48 | SOUTH SUDAN | Fula Small | FS | 3.6708 | 31.9729 | Candidate | RoR |  | 2025 | 42 | 0.72246 | 0.72246 |  |  | 0.26086 | 0.26086 |  |  | 0.22647 | 0.22647 |  |  | 0.26855 | 0.26855

## CombinedHydroSolar_RCP26_wet
id | Country | Unit Name | loc_codes | Latitude | Longitude | Status | Type | Reservoir area (km2) | First Year | Capacity (MW) | CF_H1D1 | CF_H1D2 | CF_S1D1 | CF_S1D2 | CF_H2D1 | CF_H2D2 | CF_S2D1 | CF_S2D2 | CF_H3D1 | CF_H3D2 | CF_S3D1 | CF_S3D2 | CF_H4D1 | CF_H4D2 | CF_S4D1 | CF_S4D2
1 | EGYPT | Aswan 1 | A1 | 24.034 | 32.87 | Existing | Reservoir | 8.24 | 2010 | 280 | 1 | 1 | 0.40949 | 0.12619 | 1 | 1 | 0.38181 | 0.11744 | 1 | 1 | 0.371 | 0.12885 | 1 | 1 | 0.40126 | 0.11268
2 | EGYPT | Aswan 2 | A2 | 24.034 | 32.87 | Existing | Reservoir | 8.24 | 2010 | 270 | 1 | 1 | 0.40949 | 0.12619 | 1 | 1 | 0.38181 | 0.11744 | 1 | 1 | 0.371 | 0.12885 | 1 | 1 | 0.40126 | 0.11268
3 | EGYPT | High Aswan Dam | HA | 23.9733 | 32.88 | Existing | Reservoir | 6500 | 2010 | 2100 | 0.94143 | 0.94143 | 0.40587 | 0.12604 | 0.94143 | 0.94143 | 0.38386 | 0.11816 | 0.94143 | 0.94143 | 0.37424 | 0.12979 | 0.94143 | 0.94143 | 0.39426 | 0.11178
4 | ETHIOPIA | Finchaa | FC | 9.5592 | 37.3656 | Existing | Reservoir |  | 1973 | 128 | 0.56093 | 0.56093 | 0.3177 | 0.1226 | 0.85279 | 0.85279 | 0.26081 | 0.078234 | 0.7216 | 0.7216 | 0.29063 | 0.12032 | 0.52533 | 0.52533 | 0.364 | 0.13594
5 | ETHIOPIA | Beles | LT | 11.71 | 37.38 | Existing | Reservoir | 3600 | 2010 | 460 | 0.35783 | 0.35783 | 0.34544 | 0.11954 | 0.88925 | 0.88925 | 0.24787 | 0.097466 | 0.751 | 0.751 | 0.31597 | 0.14124 | 0.059158 | 0.059158 | 0.38651 | 0.14075
6 | ETHIOPIA | Tekeze 1 | T1 | 13.3476 | 38.7432 | Existing | Reservoir |  | 2010 | 300 | 1 | 1 | 0.28743 | 0.13885 | 1 | 1 | 0.26242 | 0.11404 | 1 | 1 | 0.2466 | 0.14381 | 1 | 1 | 0.26818 | 0.1139
7 | ETHIOPIA | Amarti-Neshe | AN | 9.5942 | 37.233 | Existing | Reservoir |  | 2013 | 98 | 0.59389 | 0.59389 | 0.32823 | 0.11213 | 0.85099 | 0.85099 | 0.25395 | 0.078349 | 0.73229 | 0.73229 | 0.3003 | 0.11892 | 0.56101 | 0.56101 | 0.382 | 0.13259
8 | ETHIOPIA | Renaissance | RN | 11.21 | 35.09 | Existing | Reservoir | 1874 | 2023 | 6400 | 0.32126 | 0.32126 | 0.33304 | 0.10568 | 0.68173 | 0.68173 | 0.27765 | 0.067827 | 0.49444 | 0.49444 | 0.30851 | 0.10919 | 0.29977 | 0.29977 | 0.37836 | 0.1134
9 | ETHIOPIA | Baro | BR | 7.2167 | 35.6333 | Candidate | Reservoir |  | 2025 | 645 | 0.90733 | 0.90733 | 0.28282 | 0.092344 | 0.97576 | 0.97576 | 0.22657 | 0.071754 | 0.97051 | 0.97051 | 0.25743 | 0.1046 | 0.63439 | 0.63439 | 0.33028 | 0.1029
10 | ETHIOPIA | Birbir | BB | 8.543 | 35.195 | Candidate | Reservoir |  | 2025 | 467 | 0.10148 | 0.10148 | 0.30872 | 0.087998 | 0.98866 | 0.98866 | 0.27046 | 0.071316 | 0.70667 | 0.70667 | 0.29885 | 0.10083 | 0.055631 | 0.055631 | 0.35155 | 0.10596
11 | ETHIOPIA | Chemoga Yeda | CY | 9.863 | 37.67 | Candidate | Reservoir |  | 2025 | 280 | 0.41429 | 0.41429 | 0.34093 | 0.10712 | 0.817 | 0.817 | 0.3077 | 0.077634 | 0.75852 | 0.75852 | 0.32889 | 0.10729 | 0.44292 | 0.44292 | 0.36244 | 0.098099
12 | ETHIOPIA | Geba | GB | 8.31 | 36.1 | Candidate | Reservoir |  | 2025 | 372 | 0.27393 | 0.27393 | 0.28966 | 0.10492 | 1 | 1 | 0.20662 | 0.072927 | 0.77798 | 0.77798 | 0.25083 | 0.11169 | 0.086362 | 0.086362 | 0.34061 | 0.12006
13 | ETHIOPIA | Genji | GJ | 8.23 | 34.96 | Candidate | Reservoir |  | 2025 | 216 | 0.45799 | 0.45799 | 0.31259 | 0.079993 | 0.90667 | 0.90667 | 0.25203 | 0.067338 | 0.72673 | 0.72673 | 0.29334 | 0.097413 | 0.13241 | 0.13241 | 0.35922 | 0.094218
14 | ETHIOPIA | Lower Dedessa | LS | 8.9687 | 36.2289 | Candidate | Reservoir |  | 2025 | 550 | 0.5 | 0.5 | 0.32027 | 0.10446 | 0.5 | 0.5 | 0.2611 | 0.071898 | 0.5 | 0.5 | 0.31357 | 0.1066 | 0.5 | 0.5 | 0.37842 | 0.11596
15 | ETHIOPIA | Tekeze 2 | T2 | 13.7906 | 37.9972 | Candidate | Reservoir |  | 2025 | 380 | 0.72417 | 0.72417 | 0.29878 | 0.1395 | 0.92262 | 0.92262 | 0.26142 | 0.1139 | 0.85867 | 0.85867 | 0.2862 | 0.15239 | 0.71614 | 0.71614 | 0.32246 | 0.14482
16 | ETHIOPIA | Upper Dabus | UD | 9.986 | 34.8935 | Candidate | Reservoir |  | 2025 | 326 | 0.1659 | 0.1659 | 0.2921 | 0.10407 | 0.84088 | 0.84088 | 0.2404 | 0.062626 | 0.7292 | 0.7292 | 0.28377 | 0.10868 | 0.046946 | 0.046946 | 0.37913 | 0.11772
17 | ETHIOPIA | Karadobi | KR | 10.144 | 38.34 | Candidate | Reservoir |  | 2026 | 1600 | 0.88739 | 0.88739 | 0.34185 | 0.1201 | 0.88739 | 0.88739 | 0.30371 | 0.087546 | 0.88739 | 0.88739 | 0.33924 | 0.12607 | 0.88739 | 0.88739 | 0.37769 | 0.13024
18 | ETHIOPIA | Beko Abo | BA | 10.3408 | 36.65 | Candidate | Reservoir |  | 2028 | 935 | 0.1038 | 0.1038 | 0.31866 | 0.1098 | 0.93092 | 0.93092 | 0.27001 | 0.074062 | 0.56328 | 0.56328 | 0.32375 | 0.11458 | 0.053965 | 0.053965 | 0.38075 | 0.12425
19 | ETHIOPIA | Upper Mandaya | UM | 9.947 | 35.68 | Candidate | Reservoir |  | 2030 | 1700 | 0.094963 | 0.094963 | 0.32757 | 0.097333 | 0.95109 | 0.95109 | 0.2623 | 0.070104 | 0.61478 | 0.61478 | 0.32111 | 0.10274 | 0.052686 | 0.052686 | 0.37596 | 0.11186
20 | ETHIOPIA | Aleltu East | AE | 9.78 | 38.83 | Candidate | Reservoir |  | 2031 | 189 | 0.32665 | 0.32665 | 0.28975 | 0.13668 | 0.79234 | 0.79234 | 0.2642 | 0.094939 | 0.54896 | 0.54896 | 0.29161 | 0.13334 | 0.090768 | 0.090768 | 0.35088 | 0.14635
21 | ETHIOPIA | Aleltu West | AW | 9.78 | 38.83 | Candidate | Reservoir |  | 2031 | 265 | 0.32665 | 0.32665 | 0.28975 | 0.13668 | 0.79234 | 0.79234 | 0.2642 | 0.094939 | 0.54896 | 0.54896 | 0.29161 | 0.13334 | 0.090768 | 0.090768 | 0.35088 | 0.14635
22 | ETHIOPIA | Lower Dabus | LD | 9.7921 | 34.8212 | Candidate | Reservoir |  | 2031 | 250 | 0.5 | 0.5 | 0.27238 | 0.108 | 0.5 | 0.5 | 0.24155 | 0.066075 | 0.5 | 0.5 | 0.27197 | 0.10728 | 0.5 | 0.5 | 0.35599 | 0.12135
23 | ETHIOPIA | Tams | TM | 7.9729 | 35.3271 | Candidate | Reservoir | 76 | 2031 | 1000 | 0.5 | 0.5 | 0.27119 | 0.09473 | 0.5 | 0.5 | 0.19225 | 0.070605 | 0.5 | 0.5 | 0.23421 | 0.1073 | 0.5 | 0.5 | 0.33075 | 0.11024
24 | SOUTH SUDAN | Juba Barrage | JB | 4.7392 | 31.5979 | Candidate | Reservoir |  | 2026 | 120 | 0.5 | 0.5 | 0.31783 | 0.091051 | 0.5 | 0.5 | 0.27429 | 0.075601 | 0.5 | 0.5 | 0.29182 | 0.10781 | 0.5 | 0.5 | 0.36192 | 0.10527
25 | SOUTH SUDAN | Wau | WA | 7.6814 | 28.0473 | Candidate | Reservoir |  | 2030 | 10.4 | 0.72739 | 0.72739 | 0.35536 | 0.088995 | 0.56453 | 0.56453 | 0.29635 | 0.070239 | 0.84454 | 0.84454 | 0.3308 | 0.099135 | 0.23742 | 0.23742 | 0.39432 | 0.094888
26 | SUDAN | Sennar | SN | 13.2971 | 33.89 | Existing | Reservoir | 15.2 | 1962 | 26 | 0.43206 | 0.43206 | 0.36714 | 0.11405 | 0.78549 | 0.78549 | 0.28934 | 0.078926 | 0.58071 | 0.58071 | 0.33376 | 0.11459 | 0.41623 | 0.41623 | 0.39573 | 0.11733
27 | SUDAN | Kashm El Girba | KS | 14.9222 | 35.9083 | Existing | Reservoir |  | 1964 | 10 | 0.89059 | 0.89059 | 0.35829 | 0.12592 | 1 | 1 | 0.30842 | 0.10491 | 1 | 1 | 0.3341 | 0.13192 | 1 | 1 | 0.38181 | 0.12809
28 | SUDAN | Roseires | RS | 11.7983 | 34.39 | Existing | Reservoir | 233 | 1966 | 270 | 0.43206 | 0.43206 | 0.36434 | 0.10708 | 0.78549 | 0.78549 | 0.29083 | 0.070465 | 0.58071 | 0.58071 | 0.33144 | 0.10564 | 0.41623 | 0.41623 | 0.40202 | 0.11319
29 | SUDAN | Jebel Aulia | JA | 15.2389 | 32.46 | Existing | Reservoir | 1222 | 2003 | 19 | 0.97131 | 0.97131 | 0.39466 | 0.11903 | 0.86762 | 0.86762 | 0.32528 | 0.090739 | 0.89072 | 0.89072 | 0.35242 | 0.11975 | 0.70938 | 0.70938 | 0.4191 | 0.1195
30 | SUDAN | Merowe | MR | 18.4926 | 31.82 | Existing | Reservoir | 476 | 2009 | 1240 | 0.77516 | 0.77516 | 0.41325 | 0.1275 | 0.93036 | 0.93036 | 0.35472 | 0.10518 | 0.99293 | 0.99293 | 0.36381 | 0.12547 | 0.73375 | 0.73375 | 0.41797 | 0.12163
31 | SUDAN | Upper Atbara | UA | 14.2767 | 35.8969 | Existing | Reservoir |  | 2017 | 320 | 0.12514 | 0.12514 | 0.3553 | 0.1228 | 1 | 1 | 0.30837 | 0.10024 | 0.79727 | 0.79727 | 0.33429 | 0.12918 | 0.10554 | 0.10554 | 0.37724 | 0.12398
32 | SUDAN | Kajbar | KB | 19.1667 | 30.48 | Candidate | Reservoir |  | 2024 | 360 | 0.98116 | 0.98116 | 0.41997 | 0.12189 | 1 | 1 | 0.3645 | 0.10456 | 1 | 1 | 0.37916 | 0.12284 | 0.98721 | 0.98721 | 0.4328 | 0.11744
33 | SUDAN | Shereik | SH | 19.2263 | 33.48 | Candidate | Reservoir |  | 2025 | 420 | 0.9852 | 0.9852 | 0.40367 | 0.13295 | 0.99906 | 0.99906 | 0.35034 | 0.11367 | 0.979 | 0.979 | 0.35596 | 0.13274 | 0.98795 | 0.98795 | 0.4063 | 0.12482
34 | SUDAN | Dagash | DG | 19.3353 | 33.41 | Candidate | Reservoir |  | 2028 | 312 | 0.82683 | 0.82683 | 0.40659 | 0.13305 | 1 | 1 | 0.35451 | 0.11409 | 1 | 1 | 0.36085 | 0.13215 | 0.81902 | 0.81902 | 0.40695 | 0.12382
35 | SUDAN | Dal | DL | 21.3731 | 30.93 | Candidate | Reservoir |  | 2030 | 648 | 0.82683 | 0.82683 | 0.42522 | 0.12446 | 1 | 1 | 0.37771 | 0.11027 | 1 | 1 | 0.38317 | 0.12599 | 0.81902 | 0.81902 | 0.40717 | 0.11308
36 | SUDAN | Mograt | MG | 19.287 | 32.69 | Candidate | Reservoir |  | 2030 | 312 | 0.48694 | 0.48694 | 0.41117 | 0.13151 | 0.73449 | 0.73449 | 0.35771 | 0.11275 | 0.78311 | 0.78311 | 0.36349 | 0.12973 | 0.43855 | 0.43855 | 0.41726 | 0.12471
37 | SUDAN | Sabaloka | SB | 16.3569 | 32.71 | Candidate | Reservoir |  | 2030 | 205 | 0.97282 | 0.97282 | 0.40253 | 0.12766 | 1 | 1 | 0.33905 | 0.10129 | 0.99221 | 0.99221 | 0.35011 | 0.12503 | 0.98791 | 0.98791 | 0.41956 | 0.12437
38 | EGYPT | Esna | ES | 25.3154 | 32.56 | Existing | RoR |  | 2010 | 86 | 0.9381 | 0.9381 |  |  | 1 | 1 |  |  | 0.97073 | 0.97073 |  |  | 0.8596 | 0.8596
39 | EGYPT | Naga Hamadi | NH | 26.046 | 32.25 | Existing | RoR |  | 2010 | 64 | 0.98687 | 0.98687 |  |  | 1 | 1 |  |  | 0.99714 | 0.99714 |  |  | 0.94922 | 0.94922
40 | EGYPT | New Assiut Barrage | NB | 29.9969 | 31.25 | Existing | RoR |  | 2018 | 31.7352 | 0.99968 | 0.99968 |  |  | 1 | 1 |  |  | 1 | 1 |  |  | 0.98971 | 0.98971
41 | ETHIOPIA | Tis Abay 1 | T1 | 11.4856 | 37.59 | Existing | RoR |  | 2000 | 11 | 1 | 1 |  |  | 1 | 1 |  |  | 1 | 1 |  |  | 1 | 1
42 | ETHIOPIA | Tis Abay 2 | T2 | 11.4887 | 37.6 | Existing | RoR |  | 2010 | 78 | 1 | 1 |  |  | 1 | 1 |  |  | 1 | 1 |  |  | 1 | 1
43 | ETHIOPIA | Sor | SR | 8.39 | 35.44 | Existing | RoR |  | 2014 | 5 | 0.27393 | 0.27393 |  |  | 1 | 1 |  |  | 0.77798 | 0.77798 |  |  | 0.086362 | 0.086362
44 | SOUTH SUDAN | Bedden | BD | 4.5625 | 31.5042 | Candidate | RoR |  | 2024 | 570 | 0.96931 | 0.96931 |  |  | 1 | 1 |  |  | 0.94835 | 0.94835 |  |  | 0.96226 | 0.96226
45 | SOUTH SUDAN | Fula | FL | 3.954 | 31.7085 | Candidate | RoR |  | 2024 | 890 | 0.93522 | 0.93522 |  |  | 0.48845 | 0.48845 |  |  | 0.50293 | 0.50293 |  |  | 0.61646 | 0.61646
46 | SOUTH SUDAN | Lakki | LK | 4.1287 | 31.5813 | Candidate | RoR |  | 2024 | 410 | 0.9674 | 0.9674 |  |  | 1 | 1 |  |  | 0.94718 | 0.94718 |  |  | 0.96611 | 0.96611
47 | SOUTH SUDAN | Shukoli | SL | 4.0364 | 31.6344 | Candidate | RoR |  | 2024 | 235 | 0.93265 | 0.93265 |  |  | 0.51862 | 0.51862 |  |  | 0.50932 | 0.50932 |  |  | 0.60605 | 0.60605
48 | SOUTH SUDAN | Fula Small | FS | 3.6708 | 31.9729 | Candidate | RoR |  | 2025 | 42 | 0.93522 | 0.93522 |  |  | 0.48845 | 0.48845 |  |  | 0.50293 | 0.50293 |  |  | 0.61646 | 0.61646

## CombinedHydroSolar_RCP60_dry
id | Country | Unit Name | loc_codes | Latitude | Longitude | Status | Type | Reservoir area (km2) | First Year | Capacity (MW) | CF_H1D1 | CF_H1D2 | CF_S1D1 | CF_S1D2 | CF_H2D1 | CF_H2D2 | CF_S2D1 | CF_S2D2 | CF_H3D1 | CF_H3D2 | CF_S3D1 | CF_S3D2 | CF_H4D1 | CF_H4D2 | CF_S4D1 | CF_S4D2
1 | EGYPT | Aswan 1 | A1 | 24.034 | 32.87 | Existing | Reservoir | 8.24 | 2010 | 280 | 0.88396 | 0.88396 | 0.40949 | 0.12619 | 0.88396 | 0.88396 | 0.38181 | 0.11744 | 0.88396 | 0.88396 | 0.371 | 0.12885 | 0.88396 | 0.88396 | 0.40126 | 0.11268
2 | EGYPT | Aswan 2 | A2 | 24.034 | 32.87 | Existing | Reservoir | 8.24 | 2010 | 270 | 0.95465 | 0.95465 | 0.40949 | 0.12619 | 0.95465 | 0.95465 | 0.38181 | 0.11744 | 0.95465 | 0.95465 | 0.371 | 0.12885 | 0.95465 | 0.95465 | 0.40126 | 0.11268
3 | EGYPT | High Aswan Dam | HA | 23.9733 | 32.88 | Existing | Reservoir | 6500 | 2010 | 2100 | 0.79413 | 0.79413 | 0.40587 | 0.12604 | 0.79413 | 0.79413 | 0.38386 | 0.11816 | 0.79413 | 0.79413 | 0.37424 | 0.12979 | 0.79413 | 0.79413 | 0.39426 | 0.11178
4 | ETHIOPIA | Finchaa | FC | 9.5592 | 37.3656 | Existing | Reservoir |  | 1973 | 128 | 0.32528 | 0.32528 | 0.3177 | 0.1226 | 0.50404 | 0.50404 | 0.26081 | 0.078234 | 0.42264 | 0.42264 | 0.29063 | 0.12032 | 0.31519 | 0.31519 | 0.364 | 0.13594
5 | ETHIOPIA | Beles | LT | 11.71 | 37.38 | Existing | Reservoir | 3600 | 2010 | 460 | 0.030857 | 0.030857 | 0.34544 | 0.11954 | 0.50888 | 0.50888 | 0.24787 | 0.097466 | 0.57504 | 0.57504 | 0.31597 | 0.14124 | 0.031898 | 0.031898 | 0.38651 | 0.14075
6 | ETHIOPIA | Tekeze 1 | T1 | 13.3476 | 38.7432 | Existing | Reservoir |  | 2010 | 300 | 0.66509 | 0.66509 | 0.28743 | 0.13885 | 0.66509 | 0.66509 | 0.26242 | 0.11404 | 0.66509 | 0.66509 | 0.2466 | 0.14381 | 0.66509 | 0.66509 | 0.26818 | 0.1139
7 | ETHIOPIA | Amarti-Neshe | AN | 9.5942 | 37.233 | Existing | Reservoir |  | 2013 | 98 | 0.34605 | 0.34605 | 0.32823 | 0.11213 | 0.50881 | 0.50881 | 0.25395 | 0.078349 | 0.43099 | 0.43099 | 0.3003 | 0.11892 | 0.33762 | 0.33762 | 0.382 | 0.13259
8 | ETHIOPIA | Renaissance | RN | 11.21 | 35.09 | Existing | Reservoir | 1874 | 2023 | 6400 | 0.22155 | 0.22155 | 0.33304 | 0.10568 | 0.49135 | 0.49135 | 0.27765 | 0.067827 | 0.33464 | 0.33464 | 0.30851 | 0.10919 | 0.21583 | 0.21583 | 0.37836 | 0.1134
9 | ETHIOPIA | Baro | BR | 7.2167 | 35.6333 | Candidate | Reservoir |  | 2025 | 645 | 0.74658 | 0.74658 | 0.28282 | 0.092344 | 0.77672 | 0.77672 | 0.22657 | 0.071754 | 0.92306 | 0.92306 | 0.25743 | 0.1046 | 0.36765 | 0.36765 | 0.33028 | 0.1029
10 | ETHIOPIA | Birbir | BB | 8.543 | 35.195 | Candidate | Reservoir |  | 2025 | 467 | 0.063769 | 0.063769 | 0.30872 | 0.087998 | 0.72795 | 0.72795 | 0.27046 | 0.071316 | 0.516 | 0.516 | 0.29885 | 0.10083 | 0.019818 | 0.019818 | 0.35155 | 0.10596
11 | ETHIOPIA | Chemoga Yeda | CY | 9.863 | 37.67 | Candidate | Reservoir |  | 2025 | 280 | 0.30118 | 0.30118 | 0.34093 | 0.10712 | 0.50474 | 0.50474 | 0.3077 | 0.077634 | 0.44865 | 0.44865 | 0.32889 | 0.10729 | 0.31103 | 0.31103 | 0.36244 | 0.098099
12 | ETHIOPIA | Geba | GB | 8.31 | 36.1 | Candidate | Reservoir |  | 2025 | 372 | 0.27637 | 0.27637 | 0.28966 | 0.10492 | 0.80521 | 0.80521 | 0.20662 | 0.072927 | 0.53789 | 0.53789 | 0.25083 | 0.11169 | 0.026456 | 0.026456 | 0.34061 | 0.12006
13 | ETHIOPIA | Genji | GJ | 8.23 | 34.96 | Candidate | Reservoir |  | 2025 | 216 | 0.45409 | 0.45409 | 0.31259 | 0.079993 | 0.71391 | 0.71391 | 0.25203 | 0.067338 | 0.59931 | 0.59931 | 0.29334 | 0.097413 | 0.062081 | 0.062081 | 0.35922 | 0.094218
14 | ETHIOPIA | Lower Dedessa | LS | 8.9687 | 36.2289 | Candidate | Reservoir |  | 2025 | 550 | 0.5 | 0.5 | 0.32027 | 0.10446 | 0.5 | 0.5 | 0.2611 | 0.071898 | 0.5 | 0.5 | 0.31357 | 0.1066 | 0.5 | 0.5 | 0.37842 | 0.11596
15 | ETHIOPIA | Tekeze 2 | T2 | 13.7906 | 37.9972 | Candidate | Reservoir |  | 2025 | 380 | 0.41805 | 0.41805 | 0.29878 | 0.1395 | 0.58245 | 0.58245 | 0.26142 | 0.1139 | 0.52266 | 0.52266 | 0.2862 | 0.15239 | 0.41211 | 0.41211 | 0.32246 | 0.14482
16 | ETHIOPIA | Upper Dabus | UD | 9.986 | 34.8935 | Candidate | Reservoir |  | 2025 | 326 | 0.051068 | 0.051068 | 0.2921 | 0.10407 | 0.59964 | 0.59964 | 0.2404 | 0.062626 | 0.63894 | 0.63894 | 0.28377 | 0.10868 | 0.016402 | 0.016402 | 0.37913 | 0.11772
17 | ETHIOPIA | Karadobi | KR | 10.144 | 38.34 | Candidate | Reservoir |  | 2026 | 1600 | 0.52523 | 0.52523 | 0.34185 | 0.1201 | 0.52523 | 0.52523 | 0.30371 | 0.087546 | 0.52523 | 0.52523 | 0.33924 | 0.12607 | 0.52523 | 0.52523 | 0.37769 | 0.13024
18 | ETHIOPIA | Beko Abo | BA | 10.3408 | 36.65 | Candidate | Reservoir |  | 2028 | 935 | 0.055225 | 0.055225 | 0.31866 | 0.1098 | 0.58992 | 0.58992 | 0.27001 | 0.074062 | 0.38976 | 0.38976 | 0.32375 | 0.11458 | 0.02499 | 0.02499 | 0.38075 | 0.12425
19 | ETHIOPIA | Upper Mandaya | UM | 9.947 | 35.68 | Candidate | Reservoir |  | 2030 | 1700 | 0.10812 | 0.10812 | 0.32757 | 0.097333 | 0.73787 | 0.73787 | 0.2623 | 0.070104 | 0.47106 | 0.47106 | 0.32111 | 0.10274 | 0.027424 | 0.027424 | 0.37596 | 0.11186
20 | ETHIOPIA | Aleltu East | AE | 9.78 | 38.83 | Candidate | Reservoir |  | 2031 | 189 | 0.083135 | 0.083135 | 0.28975 | 0.13668 | 0.40165 | 0.40165 | 0.2642 | 0.094939 | 0.25389 | 0.25389 | 0.29161 | 0.13334 | 0.037894 | 0.037894 | 0.35088 | 0.14635
21 | ETHIOPIA | Aleltu West | AW | 9.78 | 38.83 | Candidate | Reservoir |  | 2031 | 265 | 0.083135 | 0.083135 | 0.28975 | 0.13668 | 0.40165 | 0.40165 | 0.2642 | 0.094939 | 0.25389 | 0.25389 | 0.29161 | 0.13334 | 0.037894 | 0.037894 | 0.35088 | 0.14635
22 | ETHIOPIA | Lower Dabus | LD | 9.7921 | 34.8212 | Candidate | Reservoir |  | 2031 | 250 | 0.5 | 0.5 | 0.27238 | 0.108 | 0.5 | 0.5 | 0.24155 | 0.066075 | 0.5 | 0.5 | 0.27197 | 0.10728 | 0.5 | 0.5 | 0.35599 | 0.12135
23 | ETHIOPIA | Tams | TM | 7.9729 | 35.3271 | Candidate | Reservoir | 76 | 2031 | 1000 | 0.5 | 0.5 | 0.27119 | 0.09473 | 0.5 | 0.5 | 0.19225 | 0.070605 | 0.5 | 0.5 | 0.23421 | 0.1073 | 0.5 | 0.5 | 0.33075 | 0.11024
24 | SOUTH SUDAN | Juba Barrage | JB | 4.7392 | 31.5979 | Candidate | Reservoir |  | 2026 | 120 | 0.5 | 0.5 | 0.31783 | 0.091051 | 0.5 | 0.5 | 0.27429 | 0.075601 | 0.5 | 0.5 | 0.29182 | 0.10781 | 0.5 | 0.5 | 0.36192 | 0.10527
25 | SOUTH SUDAN | Wau | WA | 7.6814 | 28.0473 | Candidate | Reservoir |  | 2030 | 10.4 | 0.23597 | 0.23597 | 0.35536 | 0.088995 | 0.37011 | 0.37011 | 0.29635 | 0.070239 | 0.61257 | 0.61257 | 0.3308 | 0.099135 | 0.03283 | 0.03283 | 0.39432 | 0.094888
26 | SUDAN | Sennar | SN | 13.2971 | 33.89 | Existing | Reservoir | 15.2 | 1962 | 26 | 0.25719 | 0.25719 | 0.36714 | 0.11405 | 0.53217 | 0.53217 | 0.28934 | 0.078926 | 0.35072 | 0.35072 | 0.33376 | 0.11459 | 0.25246 | 0.25246 | 0.39573 | 0.11733
27 | SUDAN | Kashm El Girba | KS | 14.9222 | 35.9083 | Existing | Reservoir |  | 1964 | 10 | 0.17706 | 0.17706 | 0.35829 | 0.12592 | 0.80714 | 0.80714 | 0.30842 | 0.10491 | 0.9105 | 0.9105 | 0.3341 | 0.13192 | 0.2827 | 0.2827 | 0.38181 | 0.12809
28 | SUDAN | Roseires | RS | 11.7983 | 34.39 | Existing | Reservoir | 233 | 1966 | 270 | 0.25719 | 0.25719 | 0.36434 | 0.10708 | 0.53217 | 0.53217 | 0.29083 | 0.070465 | 0.35072 | 0.35072 | 0.33144 | 0.10564 | 0.25246 | 0.25246 | 0.40202 | 0.11319
29 | SUDAN | Jebel Aulia | JA | 15.2389 | 32.46 | Existing | Reservoir | 1222 | 2003 | 19 | 0.83124 | 0.83124 | 0.39466 | 0.11903 | 0.55327 | 0.55327 | 0.32528 | 0.090739 | 0.60571 | 0.60571 | 0.35242 | 0.11975 | 0.32112 | 0.32112 | 0.4191 | 0.1195
30 | SUDAN | Merowe | MR | 18.4926 | 31.82 | Existing | Reservoir | 476 | 2009 | 1240 | 0.46983 | 0.46983 | 0.41325 | 0.1275 | 0.58507 | 0.58507 | 0.35472 | 0.10518 | 0.65101 | 0.65101 | 0.36381 | 0.12547 | 0.39177 | 0.39177 | 0.41797 | 0.12163
31 | SUDAN | Upper Atbara | UA | 14.2767 | 35.8969 | Existing | Reservoir |  | 2017 | 320 | 0.027886 | 0.027886 | 0.3553 | 0.1228 | 0.57698 | 0.57698 | 0.30837 | 0.10024 | 0.46812 | 0.46812 | 0.33429 | 0.12918 | 0.021653 | 0.021653 | 0.37724 | 0.12398
32 | SUDAN | Kajbar | KB | 19.1667 | 30.48 | Candidate | Reservoir |  | 2024 | 360 | 0.9046 | 0.9046 | 0.41997 | 0.12189 | 0.93611 | 0.93611 | 0.3645 | 0.10456 | 0.93206 | 0.93206 | 0.37916 | 0.12284 | 0.87084 | 0.87084 | 0.4328 | 0.11744
33 | SUDAN | Shereik | SH | 19.2263 | 33.48 | Candidate | Reservoir |  | 2025 | 420 | 0.79273 | 0.79273 | 0.40367 | 0.13295 | 0.75313 | 0.75313 | 0.35034 | 0.11367 | 0.72041 | 0.72041 | 0.35596 | 0.13274 | 0.72996 | 0.72996 | 0.4063 | 0.12482
34 | SUDAN | Dagash | DG | 19.3353 | 33.41 | Candidate | Reservoir |  | 2028 | 312 | 0.58855 | 0.58855 | 0.40659 | 0.13305 | 0.7568 | 0.7568 | 0.35451 | 0.11409 | 0.758 | 0.758 | 0.36085 | 0.13215 | 0.5304 | 0.5304 | 0.40695 | 0.12382
35 | SUDAN | Dal | DL | 21.3731 | 30.93 | Candidate | Reservoir |  | 2030 | 648 | 0.58855 | 0.58855 | 0.42522 | 0.12446 | 0.7568 | 0.7568 | 0.37771 | 0.11027 | 0.758 | 0.758 | 0.38317 | 0.12599 | 0.5304 | 0.5304 | 0.40717 | 0.11308
36 | SUDAN | Mograt | MG | 19.287 | 32.69 | Candidate | Reservoir |  | 2030 | 312 | 0.2667 | 0.2667 | 0.41117 | 0.13151 | 0.37781 | 0.37781 | 0.35771 | 0.11275 | 0.42199 | 0.42199 | 0.36349 | 0.12973 | 0.213 | 0.213 | 0.41726 | 0.12471
37 | SUDAN | Sabaloka | SB | 16.3569 | 32.71 | Candidate | Reservoir |  | 2030 | 205 | 0.80344 | 0.80344 | 0.40253 | 0.12766 | 0.73255 | 0.73255 | 0.33905 | 0.10129 | 0.75174 | 0.75174 | 0.35011 | 0.12503 | 0.73887 | 0.73887 | 0.41956 | 0.12437
38 | EGYPT | Esna | ES | 25.3154 | 32.56 | Existing | RoR |  | 2010 | 86 | 0.54948 | 0.54948 |  |  | 0.63331 | 0.63331 |  |  | 0.59498 | 0.59498 |  |  | 0.51951 | 0.51951
39 | EGYPT | Naga Hamadi | NH | 26.046 | 32.25 | Existing | RoR |  | 2010 | 64 | 0.69033 | 0.69033 |  |  | 0.73382 | 0.73382 |  |  | 0.71536 | 0.71536 |  |  | 0.65268 | 0.65268
40 | EGYPT | New Assiut Barrage | NB | 29.9969 | 31.25 | Existing | RoR |  | 2018 | 31.7352 | 0.77525 | 0.77525 |  |  | 0.77781 | 0.77781 |  |  | 0.77781 | 0.77781 |  |  | 0.76842 | 0.76842
41 | ETHIOPIA | Tis Abay 1 | T1 | 11.4856 | 37.59 | Existing | RoR |  | 2000 | 11 | 1 | 1 |  |  | 1 | 1 |  |  | 1 | 1 |  |  | 1 | 1
42 | ETHIOPIA | Tis Abay 2 | T2 | 11.4887 | 37.6 | Existing | RoR |  | 2010 | 78 | 0.7232 | 0.7232 |  |  | 0.7232 | 0.7232 |  |  | 0.7232 | 0.7232 |  |  | 0.7232 | 0.7232
43 | ETHIOPIA | Sor | SR | 8.39 | 35.44 | Existing | RoR |  | 2014 | 5 | 0.27637 | 0.27637 |  |  | 0.80521 | 0.80521 |  |  | 0.53789 | 0.53789 |  |  | 0.026456 | 0.026456
44 | SOUTH SUDAN | Bedden | BD | 4.5625 | 31.5042 | Candidate | RoR |  | 2024 | 570 | 0.86488 | 0.86488 |  |  | 0.45969 | 0.45969 |  |  | 0.55913 | 0.55913 |  |  | 0.56385 | 0.56385
45 | SOUTH SUDAN | Fula | FL | 3.954 | 31.7085 | Candidate | RoR |  | 2024 | 890 | 0.79275 | 0.79275 |  |  | 0.17635 | 0.17635 |  |  | 0.20604 | 0.20604 |  |  | 0.2149 | 0.2149
46 | SOUTH SUDAN | Lakki | LK | 4.1287 | 31.5813 | Candidate | RoR |  | 2024 | 410 | 0.86378 | 0.86378 |  |  | 0.4528 | 0.4528 |  |  | 0.55976 | 0.55976 |  |  | 0.56518 | 0.56518
47 | SOUTH SUDAN | Shukoli | SL | 4.0364 | 31.6344 | Candidate | RoR |  | 2024 | 235 | 0.79683 | 0.79683 |  |  | 0.17925 | 0.17925 |  |  | 0.20366 | 0.20366 |  |  | 0.20488 | 0.20488
48 | SOUTH SUDAN | Fula Small | FS | 3.6708 | 31.9729 | Candidate | RoR |  | 2025 | 42 | 0.9203 | 0.9203 |  |  | 0.31719 | 0.31719 |  |  | 0.36142 | 0.36142 |  |  | 0.40612 | 0.40612

## CombinedHydroSolar_RCP60_wet
id | Country | Unit Name | loc_codes | Latitude | Longitude | Status | Type | Reservoir area (km2) | First Year | Capacity (MW) | CF_H1D1 | CF_H1D2 | CF_S1D1 | CF_S1D2 | CF_H2D1 | CF_H2D2 | CF_S2D1 | CF_S2D2 | CF_H3D1 | CF_H3D2 | CF_S3D1 | CF_S3D2 | CF_H4D1 | CF_H4D2 | CF_S4D1 | CF_S4D2
1 | EGYPT | Aswan 1 | A1 | 24.034 | 32.87 | Existing | Reservoir | 8.24 | 2010 | 280 | 1 | 1 | 0.40949 | 0.12619 | 1 | 1 | 0.38181 | 0.11744 | 1 | 1 | 0.371 | 0.12885 | 1 | 1 | 0.40126 | 0.11268
2 | EGYPT | Aswan 2 | A2 | 24.034 | 32.87 | Existing | Reservoir | 8.24 | 2010 | 270 | 1 | 1 | 0.40949 | 0.12619 | 1 | 1 | 0.38181 | 0.11744 | 1 | 1 | 0.371 | 0.12885 | 1 | 1 | 0.40126 | 0.11268
3 | EGYPT | High Aswan Dam | HA | 23.9733 | 32.88 | Existing | Reservoir | 6500 | 2010 | 2100 | 0.9468 | 0.9468 | 0.40587 | 0.12604 | 0.9468 | 0.9468 | 0.38386 | 0.11816 | 0.9468 | 0.9468 | 0.37424 | 0.12979 | 0.9468 | 0.9468 | 0.39426 | 0.11178
4 | ETHIOPIA | Finchaa | FC | 9.5592 | 37.3656 | Existing | Reservoir |  | 1973 | 128 | 0.57328 | 0.57328 | 0.3177 | 0.1226 | 0.84804 | 0.84804 | 0.26081 | 0.078234 | 0.77146 | 0.77146 | 0.29063 | 0.12032 | 0.52711 | 0.52711 | 0.364 | 0.13594
5 | ETHIOPIA | Beles | LT | 11.71 | 37.38 | Existing | Reservoir | 3600 | 2010 | 460 | 0.072558 | 0.072558 | 0.34544 | 0.11954 | 0.76307 | 0.76307 | 0.24787 | 0.097466 | 0.79854 | 0.79854 | 0.31597 | 0.14124 | 0.081938 | 0.081938 | 0.38651 | 0.14075
6 | ETHIOPIA | Tekeze 1 | T1 | 13.3476 | 38.7432 | Existing | Reservoir |  | 2010 | 300 | 1 | 1 | 0.28743 | 0.13885 | 1 | 1 | 0.26242 | 0.11404 | 1 | 1 | 0.2466 | 0.14381 | 1 | 1 | 0.26818 | 0.1139
7 | ETHIOPIA | Amarti-Neshe | AN | 9.5942 | 37.233 | Existing | Reservoir |  | 2013 | 98 | 0.60431 | 0.60431 | 0.32823 | 0.11213 | 0.85911 | 0.85911 | 0.25395 | 0.078349 | 0.78597 | 0.78597 | 0.3003 | 0.11892 | 0.56244 | 0.56244 | 0.382 | 0.13259
8 | ETHIOPIA | Renaissance | RN | 11.21 | 35.09 | Existing | Reservoir | 1874 | 2023 | 6400 | 0.30783 | 0.30783 | 0.33304 | 0.10568 | 0.69732 | 0.69732 | 0.27765 | 0.067827 | 0.57815 | 0.57815 | 0.30851 | 0.10919 | 0.29294 | 0.29294 | 0.37836 | 0.1134
9 | ETHIOPIA | Baro | BR | 7.2167 | 35.6333 | Candidate | Reservoir |  | 2025 | 645 | 0.85198 | 0.85198 | 0.28282 | 0.092344 | 0.98992 | 0.98992 | 0.22657 | 0.071754 | 0.99083 | 0.99083 | 0.25743 | 0.1046 | 0.64573 | 0.64573 | 0.33028 | 0.1029
10 | ETHIOPIA | Birbir | BB | 8.543 | 35.195 | Candidate | Reservoir |  | 2025 | 467 | 0.13777 | 0.13777 | 0.30872 | 0.087998 | 0.92024 | 0.92024 | 0.27046 | 0.071316 | 0.67442 | 0.67442 | 0.29885 | 0.10083 | 0.056562 | 0.056562 | 0.35155 | 0.10596
11 | ETHIOPIA | Chemoga Yeda | CY | 9.863 | 37.67 | Candidate | Reservoir |  | 2025 | 280 | 0.48294 | 0.48294 | 0.34093 | 0.10712 | 0.77418 | 0.77418 | 0.3077 | 0.077634 | 0.73318 | 0.73318 | 0.32889 | 0.10729 | 0.45055 | 0.45055 | 0.36244 | 0.098099
12 | ETHIOPIA | Geba | GB | 8.31 | 36.1 | Candidate | Reservoir |  | 2025 | 372 | 0.60914 | 0.60914 | 0.28966 | 0.10492 | 0.97246 | 0.97246 | 0.20662 | 0.072927 | 0.77096 | 0.77096 | 0.25083 | 0.11169 | 0.090198 | 0.090198 | 0.34061 | 0.12006
13 | ETHIOPIA | Genji | GJ | 8.23 | 34.96 | Candidate | Reservoir |  | 2025 | 216 | 0.56625 | 0.56625 | 0.31259 | 0.079993 | 0.83945 | 0.83945 | 0.25203 | 0.067338 | 0.72401 | 0.72401 | 0.29334 | 0.097413 | 0.12064 | 0.12064 | 0.35922 | 0.094218
14 | ETHIOPIA | Lower Dedessa | LS | 8.9687 | 36.2289 | Candidate | Reservoir |  | 2025 | 550 | 0.5 | 0.5 | 0.32027 | 0.10446 | 0.5 | 0.5 | 0.2611 | 0.071898 | 0.5 | 0.5 | 0.31357 | 0.1066 | 0.5 | 0.5 | 0.37842 | 0.11596
15 | ETHIOPIA | Tekeze 2 | T2 | 13.7906 | 37.9972 | Candidate | Reservoir |  | 2025 | 380 | 0.76877 | 0.76877 | 0.29878 | 0.1395 | 0.93246 | 0.93246 | 0.26142 | 0.1139 | 0.88618 | 0.88618 | 0.2862 | 0.15239 | 0.75935 | 0.75935 | 0.32246 | 0.14482
16 | ETHIOPIA | Upper Dabus | UD | 9.986 | 34.8935 | Candidate | Reservoir |  | 2025 | 326 | 0.086969 | 0.086969 | 0.2921 | 0.10407 | 0.79474 | 0.79474 | 0.2404 | 0.062626 | 0.73853 | 0.73853 | 0.28377 | 0.10868 | 0.035987 | 0.035987 | 0.37913 | 0.11772
17 | ETHIOPIA | Karadobi | KR | 10.144 | 38.34 | Candidate | Reservoir |  | 2026 | 1600 | 0.86148 | 0.86148 | 0.34185 | 0.1201 | 0.86148 | 0.86148 | 0.30371 | 0.087546 | 0.86148 | 0.86148 | 0.33924 | 0.12607 | 0.86148 | 0.86148 | 0.37769 | 0.13024
18 | ETHIOPIA | Beko Abo | BA | 10.3408 | 36.65 | Candidate | Reservoir |  | 2028 | 935 | 0.23111 | 0.23111 | 0.31866 | 0.1098 | 0.89826 | 0.89826 | 0.27001 | 0.074062 | 0.61844 | 0.61844 | 0.32375 | 0.11458 | 0.087885 | 0.087885 | 0.38075 | 0.12425
19 | ETHIOPIA | Upper Mandaya | UM | 9.947 | 35.68 | Candidate | Reservoir |  | 2030 | 1700 | 0.3045 | 0.3045 | 0.32757 | 0.097333 | 0.94083 | 0.94083 | 0.2623 | 0.070104 | 0.64406 | 0.64406 | 0.32111 | 0.10274 | 0.073474 | 0.073474 | 0.37596 | 0.11186
20 | ETHIOPIA | Aleltu East | AE | 9.78 | 38.83 | Candidate | Reservoir |  | 2031 | 189 | 0.44077 | 0.44077 | 0.28975 | 0.13668 | 0.69472 | 0.69472 | 0.2642 | 0.094939 | 0.54275 | 0.54275 | 0.29161 | 0.13334 | 0.090258 | 0.090258 | 0.35088 | 0.14635
21 | ETHIOPIA | Aleltu West | AW | 9.78 | 38.83 | Candidate | Reservoir |  | 2031 | 265 | 0.44077 | 0.44077 | 0.28975 | 0.13668 | 0.69472 | 0.69472 | 0.2642 | 0.094939 | 0.54275 | 0.54275 | 0.29161 | 0.13334 | 0.090258 | 0.090258 | 0.35088 | 0.14635
22 | ETHIOPIA | Lower Dabus | LD | 9.7921 | 34.8212 | Candidate | Reservoir |  | 2031 | 250 | 0.5 | 0.5 | 0.27238 | 0.108 | 0.5 | 0.5 | 0.24155 | 0.066075 | 0.5 | 0.5 | 0.27197 | 0.10728 | 0.5 | 0.5 | 0.35599 | 0.12135
23 | ETHIOPIA | Tams | TM | 7.9729 | 35.3271 | Candidate | Reservoir | 76 | 2031 | 1000 | 0.5 | 0.5 | 0.27119 | 0.09473 | 0.5 | 0.5 | 0.19225 | 0.070605 | 0.5 | 0.5 | 0.23421 | 0.1073 | 0.5 | 0.5 | 0.33075 | 0.11024
24 | SOUTH SUDAN | Juba Barrage | JB | 4.7392 | 31.5979 | Candidate | Reservoir |  | 2026 | 120 | 0.5 | 0.5 | 0.31783 | 0.091051 | 0.5 | 0.5 | 0.27429 | 0.075601 | 0.5 | 0.5 | 0.29182 | 0.10781 | 0.5 | 0.5 | 0.36192 | 0.10527
25 | SOUTH SUDAN | Wau | WA | 7.6814 | 28.0473 | Candidate | Reservoir |  | 2030 | 10.4 | 0.5828 | 0.5828 | 0.35536 | 0.088995 | 0.39557 | 0.39557 | 0.29635 | 0.070239 | 0.81441 | 0.81441 | 0.3308 | 0.099135 | 0.15878 | 0.15878 | 0.39432 | 0.094888
26 | SUDAN | Sennar | SN | 13.2971 | 33.89 | Existing | Reservoir | 15.2 | 1962 | 26 | 0.45122 | 0.45122 | 0.36714 | 0.11405 | 0.83747 | 0.83747 | 0.28934 | 0.078926 | 0.65591 | 0.65591 | 0.33376 | 0.11459 | 0.43541 | 0.43541 | 0.39573 | 0.11733
27 | SUDAN | Kashm El Girba | KS | 14.9222 | 35.9083 | Existing | Reservoir |  | 1964 | 10 | 0.94192 | 0.94192 | 0.35829 | 0.12592 | 1 | 1 | 0.30842 | 0.10491 | 1 | 1 | 0.3341 | 0.13192 | 1 | 1 | 0.38181 | 0.12809
28 | SUDAN | Roseires | RS | 11.7983 | 34.39 | Existing | Reservoir | 233 | 1966 | 270 | 0.45122 | 0.45122 | 0.36434 | 0.10708 | 0.83747 | 0.83747 | 0.29083 | 0.070465 | 0.65591 | 0.65591 | 0.33144 | 0.10564 | 0.43541 | 0.43541 | 0.40202 | 0.11319
29 | SUDAN | Jebel Aulia | JA | 15.2389 | 32.46 | Existing | Reservoir | 1222 | 2003 | 19 | 0.98614 | 0.98614 | 0.39466 | 0.11903 | 0.82769 | 0.82769 | 0.32528 | 0.090739 | 0.87624 | 0.87624 | 0.35242 | 0.11975 | 0.75235 | 0.75235 | 0.4191 | 0.1195
30 | SUDAN | Merowe | MR | 18.4926 | 31.82 | Existing | Reservoir | 476 | 2009 | 1240 | 0.75934 | 0.75934 | 0.41325 | 0.1275 | 0.92099 | 0.92099 | 0.35472 | 0.10518 | 0.99942 | 0.99942 | 0.36381 | 0.12547 | 0.70827 | 0.70827 | 0.41797 | 0.12163
31 | SUDAN | Upper Atbara | UA | 14.2767 | 35.8969 | Existing | Reservoir |  | 2017 | 320 | 0.13058 | 0.13058 | 0.3553 | 0.1228 | 0.948 | 0.948 | 0.30837 | 0.10024 | 1 | 1 | 0.33429 | 0.12918 | 0.15575 | 0.15575 | 0.37724 | 0.12398
32 | SUDAN | Kajbar | KB | 19.1667 | 30.48 | Candidate | Reservoir |  | 2024 | 360 | 0.99018 | 0.99018 | 0.41997 | 0.12189 | 1 | 1 | 0.3645 | 0.10456 | 1 | 1 | 0.37916 | 0.12284 | 0.99092 | 0.99092 | 0.4328 | 0.11744
33 | SUDAN | Shereik | SH | 19.2263 | 33.48 | Candidate | Reservoir |  | 2025 | 420 | 0.99168 | 0.99168 | 0.40367 | 0.13295 | 0.96713 | 0.96713 | 0.35034 | 0.11367 | 0.92954 | 0.92954 | 0.35596 | 0.13274 | 0.97678 | 0.97678 | 0.4063 | 0.12482
34 | SUDAN | Dagash | DG | 19.3353 | 33.41 | Candidate | Reservoir |  | 2028 | 312 | 0.82544 | 0.82544 | 0.40659 | 0.13305 | 1 | 1 | 0.35451 | 0.11409 | 1 | 1 | 0.36085 | 0.13215 | 0.82641 | 0.82641 | 0.40695 | 0.12382
35 | SUDAN | Dal | DL | 21.3731 | 30.93 | Candidate | Reservoir |  | 2030 | 648 | 0.82544 | 0.82544 | 0.42522 | 0.12446 | 1 | 1 | 0.37771 | 0.11027 | 1 | 1 | 0.38317 | 0.12599 | 0.82641 | 0.82641 | 0.40717 | 0.11308
36 | SUDAN | Mograt | MG | 19.287 | 32.69 | Candidate | Reservoir |  | 2030 | 312 | 0.57053 | 0.57053 | 0.41117 | 0.13151 | 0.74736 | 0.74736 | 0.35771 | 0.11275 | 0.80325 | 0.80325 | 0.36349 | 0.12973 | 0.44562 | 0.44562 | 0.41726 | 0.12471
37 | SUDAN | Sabaloka | SB | 16.3569 | 32.71 | Candidate | Reservoir |  | 2030 | 205 | 0.98677 | 0.98677 | 0.40253 | 0.12766 | 0.95198 | 0.95198 | 0.33905 | 0.10129 | 0.95312 | 0.95312 | 0.35011 | 0.12503 | 0.97297 | 0.97297 | 0.41956 | 0.12437
38 | EGYPT | Esna | ES | 25.3154 | 32.56 | Existing | RoR |  | 2010 | 86 | 0.94218 | 0.94218 |  |  | 0.99636 | 0.99636 |  |  | 0.97613 | 0.97613 |  |  | 0.81778 | 0.81778
39 | EGYPT | Naga Hamadi | NH | 26.046 | 32.25 | Existing | RoR |  | 2010 | 64 | 0.99103 | 0.99103 |  |  | 1 | 1 |  |  | 1 | 1 |  |  | 0.9552 | 0.9552
40 | EGYPT | New Assiut Barrage | NB | 29.9969 | 31.25 | Existing | RoR |  | 2018 | 31.7352 | 1 | 1 |  |  | 1 | 1 |  |  | 1 | 1 |  |  | 1 | 1
41 | ETHIOPIA | Tis Abay 1 | T1 | 11.4856 | 37.59 | Existing | RoR |  | 2000 | 11 | 1 | 1 |  |  | 1 | 1 |  |  | 1 | 1 |  |  | 1 | 1
42 | ETHIOPIA | Tis Abay 2 | T2 | 11.4887 | 37.6 | Existing | RoR |  | 2010 | 78 | 1 | 1 |  |  | 1 | 1 |  |  | 1 | 1 |  |  | 1 | 1
43 | ETHIOPIA | Sor | SR | 8.39 | 35.44 | Existing | RoR |  | 2014 | 5 | 0.60914 | 0.60914 |  |  | 0.97246 | 0.97246 |  |  | 0.77096 | 0.77096 |  |  | 0.090198 | 0.090198
44 | SOUTH SUDAN | Bedden | BD | 4.5625 | 31.5042 | Candidate | RoR |  | 2024 | 570 | 1 | 1 |  |  | 0.94032 | 0.94032 |  |  | 0.88173 | 0.88173 |  |  | 0.96295 | 0.96295
45 | SOUTH SUDAN | Fula | FL | 3.954 | 31.7085 | Candidate | RoR |  | 2024 | 890 | 0.98686 | 0.98686 |  |  | 0.46721 | 0.46721 |  |  | 0.50389 | 0.50389 |  |  | 0.61704 | 0.61704
46 | SOUTH SUDAN | Lakki | LK | 4.1287 | 31.5813 | Candidate | RoR |  | 2024 | 410 | 1 | 1 |  |  | 0.92005 | 0.92005 |  |  | 0.88203 | 0.88203 |  |  | 0.96611 | 0.96611
47 | SOUTH SUDAN | Shukoli | SL | 4.0364 | 31.6344 | Candidate | RoR |  | 2024 | 235 | 0.98819 | 0.98819 |  |  | 0.4774 | 0.4774 |  |  | 0.50683 | 0.50683 |  |  | 0.599 | 0.599
48 | SOUTH SUDAN | Fula Small | FS | 3.6708 | 31.9729 | Candidate | RoR |  | 2025 | 42 | 0.79275 | 0.79275 |  |  | 0.17635 | 0.17635 |  |  | 0.20604 | 0.20604 |  |  | 0.2149 | 0.2149

## CombinedHydroSolar_RCP85_dry
id | Country | Unit Name | loc_codes | Latitude | Longitude | Status | Type | Reservoir area (km2) | First Year | Capacity (MW) | CF_H1D1 | CF_H1D2 | CF_S1D1 | CF_S1D2 | CF_H2D1 | CF_H2D2 | CF_S2D1 | CF_S2D2 | CF_H3D1 | CF_H3D2 | CF_S3D1 | CF_S3D2 | CF_H4D1 | CF_H4D2 | CF_S4D1 | CF_S4D2
1 | EGYPT | Aswan 1 | A1 | 24.034 | 32.87 | Existing | Reservoir | 8.24 | 2010 | 280 | 1 | 1 | 0.40949 | 0.12619 | 0.97585 | 0.97585 | 0.38181 | 0.11744 | 0.99436 | 0.99436 | 0.371 | 0.12885 | 0.95597 | 0.95597 | 0.40126 | 0.11268
2 | EGYPT | Aswan 2 | A2 | 24.034 | 32.87 | Existing | Reservoir | 8.24 | 2010 | 270 | 1 | 1 | 0.40949 | 0.12619 | 1 | 1 | 0.38181 | 0.11744 | 1 | 1 | 0.371 | 0.12885 | 0.99168 | 0.99168 | 0.40126 | 0.11268
3 | EGYPT | High Aswan Dam | HA | 23.9733 | 32.88 | Existing | Reservoir | 6500 | 2010 | 2100 | 0.83795 | 0.83795 | 0.40587 | 0.12604 | 0.83795 | 0.83795 | 0.38386 | 0.11816 | 0.83795 | 0.83795 | 0.37424 | 0.12979 | 0.83795 | 0.83795 | 0.39426 | 0.11178
4 | ETHIOPIA | Finchaa | FC | 9.5592 | 37.3656 | Existing | Reservoir |  | 1973 | 128 | 0.4342 | 0.4342 | 0.3177 | 0.1226 | 0.60125 | 0.60125 | 0.26081 | 0.078234 | 0.53747 | 0.53747 | 0.29063 | 0.12032 | 0.42542 | 0.42542 | 0.364 | 0.13594
5 | ETHIOPIA | Beles | LT | 11.71 | 37.38 | Existing | Reservoir | 3600 | 2010 | 460 | 0.046546 | 0.046546 | 0.34544 | 0.11954 | 0.7039 | 0.7039 | 0.24787 | 0.097466 | 0.66602 | 0.66602 | 0.31597 | 0.14124 | 0.035946 | 0.035946 | 0.38651 | 0.14075
6 | ETHIOPIA | Tekeze 1 | T1 | 13.3476 | 38.7432 | Existing | Reservoir |  | 2010 | 300 | 0.72038 | 0.72038 | 0.28743 | 0.13885 | 0.72038 | 0.72038 | 0.26242 | 0.11404 | 0.72038 | 0.72038 | 0.2466 | 0.14381 | 0.72038 | 0.72038 | 0.26818 | 0.1139
7 | ETHIOPIA | Amarti-Neshe | AN | 9.5942 | 37.233 | Existing | Reservoir |  | 2013 | 98 | 0.45479 | 0.45479 | 0.32823 | 0.11213 | 0.60145 | 0.60145 | 0.25395 | 0.078349 | 0.54248 | 0.54248 | 0.3003 | 0.11892 | 0.44719 | 0.44719 | 0.382 | 0.13259
8 | ETHIOPIA | Renaissance | RN | 11.21 | 35.09 | Existing | Reservoir | 1874 | 2023 | 6400 | 0.29294 | 0.29294 | 0.33304 | 0.10568 | 0.4825 | 0.4825 | 0.27765 | 0.067827 | 0.40949 | 0.40949 | 0.30851 | 0.10919 | 0.27217 | 0.27217 | 0.37836 | 0.1134
9 | ETHIOPIA | Baro | BR | 7.2167 | 35.6333 | Candidate | Reservoir |  | 2025 | 645 | 0.81347 | 0.81347 | 0.28282 | 0.092344 | 0.73382 | 0.73382 | 0.22657 | 0.071754 | 0.84088 | 0.84088 | 0.25743 | 0.1046 | 0.2898 | 0.2898 | 0.33028 | 0.1029
10 | ETHIOPIA | Birbir | BB | 8.543 | 35.195 | Candidate | Reservoir |  | 2025 | 467 | 0.20999 | 0.20999 | 0.30872 | 0.087998 | 0.79848 | 0.79848 | 0.27046 | 0.071316 | 0.52317 | 0.52317 | 0.29885 | 0.10083 | 0.031766 | 0.031766 | 0.35155 | 0.10596
11 | ETHIOPIA | Chemoga Yeda | CY | 9.863 | 37.67 | Candidate | Reservoir |  | 2025 | 280 | 0.41985 | 0.41985 | 0.34093 | 0.10712 | 0.66464 | 0.66464 | 0.3077 | 0.077634 | 0.56956 | 0.56956 | 0.32889 | 0.10729 | 0.35958 | 0.35958 | 0.36244 | 0.098099
12 | ETHIOPIA | Geba | GB | 8.31 | 36.1 | Candidate | Reservoir |  | 2025 | 372 | 0.7567 | 0.7567 | 0.28966 | 0.10492 | 0.8152 | 0.8152 | 0.20662 | 0.072927 | 0.5586 | 0.5586 | 0.25083 | 0.11169 | 0.061334 | 0.061334 | 0.34061 | 0.12006
13 | ETHIOPIA | Genji | GJ | 8.23 | 34.96 | Candidate | Reservoir |  | 2025 | 216 | 0.59757 | 0.59757 | 0.31259 | 0.079993 | 0.72932 | 0.72932 | 0.25203 | 0.067338 | 0.53403 | 0.53403 | 0.29334 | 0.097413 | 0.067624 | 0.067624 | 0.35922 | 0.094218
14 | ETHIOPIA | Lower Dedessa | LS | 8.9687 | 36.2289 | Candidate | Reservoir |  | 2025 | 550 | 0.5 | 0.5 | 0.32027 | 0.10446 | 0.5 | 0.5 | 0.2611 | 0.071898 | 0.5 | 0.5 | 0.31357 | 0.1066 | 0.5 | 0.5 | 0.37842 | 0.11596
15 | ETHIOPIA | Tekeze 2 | T2 | 13.7906 | 37.9972 | Candidate | Reservoir |  | 2025 | 380 | 0.42315 | 0.42315 | 0.29878 | 0.1395 | 0.5929 | 0.5929 | 0.26142 | 0.1139 | 0.54298 | 0.54298 | 0.2862 | 0.15239 | 0.42212 | 0.42212 | 0.32246 | 0.14482
16 | ETHIOPIA | Upper Dabus | UD | 9.986 | 34.8935 | Candidate | Reservoir |  | 2025 | 326 | 0.079723 | 0.079723 | 0.2921 | 0.10407 | 0.6587 | 0.6587 | 0.2404 | 0.062626 | 0.61119 | 0.61119 | 0.28377 | 0.10868 | 0.024603 | 0.024603 | 0.37913 | 0.11772
17 | ETHIOPIA | Karadobi | KR | 10.144 | 38.34 | Candidate | Reservoir |  | 2026 | 1600 | 0.55541 | 0.55541 | 0.34185 | 0.1201 | 0.55541 | 0.55541 | 0.30371 | 0.087546 | 0.55541 | 0.55541 | 0.33924 | 0.12607 | 0.55541 | 0.55541 | 0.37769 | 0.13024
18 | ETHIOPIA | Beko Abo | BA | 10.3408 | 36.65 | Candidate | Reservoir |  | 2028 | 935 | 0.16504 | 0.16504 | 0.31866 | 0.1098 | 0.74355 | 0.74355 | 0.27001 | 0.074062 | 0.48506 | 0.48506 | 0.32375 | 0.11458 | 0.044904 | 0.044904 | 0.38075 | 0.12425
19 | ETHIOPIA | Upper Mandaya | UM | 9.947 | 35.68 | Candidate | Reservoir |  | 2030 | 1700 | 0.22753 | 0.22753 | 0.32757 | 0.097333 | 0.8279 | 0.8279 | 0.2623 | 0.070104 | 0.54695 | 0.54695 | 0.32111 | 0.10274 | 0.047661 | 0.047661 | 0.37596 | 0.11186
20 | ETHIOPIA | Aleltu East | AE | 9.78 | 38.83 | Candidate | Reservoir |  | 2031 | 189 | 0.18912 | 0.18912 | 0.28975 | 0.13668 | 0.52145 | 0.52145 | 0.2642 | 0.094939 | 0.34693 | 0.34693 | 0.29161 | 0.13334 | 0.048835 | 0.048835 | 0.35088 | 0.14635
21 | ETHIOPIA | Aleltu West | AW | 9.78 | 38.83 | Candidate | Reservoir |  | 2031 | 265 | 0.18912 | 0.18912 | 0.28975 | 0.13668 | 0.52145 | 0.52145 | 0.2642 | 0.094939 | 0.34693 | 0.34693 | 0.29161 | 0.13334 | 0.048835 | 0.048835 | 0.35088 | 0.14635
22 | ETHIOPIA | Lower Dabus | LD | 9.7921 | 34.8212 | Candidate | Reservoir |  | 2031 | 250 | 0.5 | 0.5 | 0.27238 | 0.108 | 0.5 | 0.5 | 0.24155 | 0.066075 | 0.5 | 0.5 | 0.27197 | 0.10728 | 0.5 | 0.5 | 0.35599 | 0.12135
23 | ETHIOPIA | Tams | TM | 7.9729 | 35.3271 | Candidate | Reservoir | 76 | 2031 | 1000 | 0.5 | 0.5 | 0.27119 | 0.09473 | 0.5 | 0.5 | 0.19225 | 0.070605 | 0.5 | 0.5 | 0.23421 | 0.1073 | 0.5 | 0.5 | 0.33075 | 0.11024
24 | SOUTH SUDAN | Juba Barrage | JB | 4.7392 | 31.5979 | Candidate | Reservoir |  | 2026 | 120 | 0.5 | 0.5 | 0.31783 | 0.091051 | 0.5 | 0.5 | 0.27429 | 0.075601 | 0.5 | 0.5 | 0.29182 | 0.10781 | 0.5 | 0.5 | 0.36192 | 0.10527
25 | SOUTH SUDAN | Wau | WA | 7.6814 | 28.0473 | Candidate | Reservoir |  | 2030 | 10.4 | 0.16318 | 0.16318 | 0.35536 | 0.088995 | 0.20134 | 0.20134 | 0.29635 | 0.070239 | 0.48356 | 0.48356 | 0.3308 | 0.099135 | 0.038009 | 0.038009 | 0.39432 | 0.094888
26 | SUDAN | Sennar | SN | 13.2971 | 33.89 | Existing | Reservoir | 15.2 | 1962 | 26 | 0.32219 | 0.32219 | 0.36714 | 0.11405 | 0.50104 | 0.50104 | 0.28934 | 0.078926 | 0.40296 | 0.40296 | 0.33376 | 0.11459 | 0.30996 | 0.30996 | 0.39573 | 0.11733
27 | SUDAN | Kashm El Girba | KS | 14.9222 | 35.9083 | Existing | Reservoir |  | 1964 | 10 | 0.24225 | 0.24225 | 0.35829 | 0.12592 | 0.77275 | 0.77275 | 0.30842 | 0.10491 | 0.82677 | 0.82677 | 0.3341 | 0.13192 | 0.30195 | 0.30195 | 0.38181 | 0.12809
28 | SUDAN | Roseires | RS | 11.7983 | 34.39 | Existing | Reservoir | 233 | 1966 | 270 | 0.32219 | 0.32219 | 0.36434 | 0.10708 | 0.50104 | 0.50104 | 0.29083 | 0.070465 | 0.40296 | 0.40296 | 0.33144 | 0.10564 | 0.30996 | 0.30996 | 0.40202 | 0.11319
29 | SUDAN | Jebel Aulia | JA | 15.2389 | 32.46 | Existing | Reservoir | 1222 | 2003 | 19 | 0.84143 | 0.84143 | 0.39466 | 0.11903 | 0.68647 | 0.68647 | 0.32528 | 0.090739 | 0.75817 | 0.75817 | 0.35242 | 0.11975 | 0.51537 | 0.51537 | 0.4191 | 0.1195
30 | SUDAN | Merowe | MR | 18.4926 | 31.82 | Existing | Reservoir | 476 | 2009 | 1240 | 0.59461 | 0.59461 | 0.41325 | 0.1275 | 0.66889 | 0.66889 | 0.35472 | 0.10518 | 0.76487 | 0.76487 | 0.36381 | 0.12547 | 0.53514 | 0.53514 | 0.41797 | 0.12163
31 | SUDAN | Upper Atbara | UA | 14.2767 | 35.8969 | Existing | Reservoir |  | 2017 | 320 | 0.021099 | 0.021099 | 0.3553 | 0.1228 | 0.55042 | 0.55042 | 0.30837 | 0.10024 | 0.49553 | 0.49553 | 0.33429 | 0.12918 | 0.020595 | 0.020595 | 0.37724 | 0.12398
32 | SUDAN | Kajbar | KB | 19.1667 | 30.48 | Candidate | Reservoir |  | 2024 | 360 | 0.94292 | 0.94292 | 0.41997 | 0.12189 | 0.99937 | 0.99937 | 0.3645 | 0.10456 | 0.99845 | 0.99845 | 0.37916 | 0.12284 | 0.93273 | 0.93273 | 0.4328 | 0.11744
33 | SUDAN | Shereik | SH | 19.2263 | 33.48 | Candidate | Reservoir |  | 2025 | 420 | 0.90682 | 0.90682 | 0.40367 | 0.13295 | 0.86646 | 0.86646 | 0.35034 | 0.11367 | 0.84437 | 0.84437 | 0.35596 | 0.13274 | 0.89423 | 0.89423 | 0.4063 | 0.12482
34 | SUDAN | Dagash | DG | 19.3353 | 33.41 | Candidate | Reservoir |  | 2028 | 312 | 0.75744 | 0.75744 | 0.40659 | 0.13305 | 0.89834 | 0.89834 | 0.35451 | 0.11409 | 0.93113 | 0.93113 | 0.36085 | 0.13215 | 0.71903 | 0.71903 | 0.40695 | 0.12382
35 | SUDAN | Dal | DL | 21.3731 | 30.93 | Candidate | Reservoir |  | 2030 | 648 | 0.75744 | 0.75744 | 0.42522 | 0.12446 | 0.89834 | 0.89834 | 0.37771 | 0.11027 | 0.93113 | 0.93113 | 0.38317 | 0.12599 | 0.71903 | 0.71903 | 0.40717 | 0.11308
36 | SUDAN | Mograt | MG | 19.287 | 32.69 | Candidate | Reservoir |  | 2030 | 312 | 0.33639 | 0.33639 | 0.41117 | 0.13151 | 0.40386 | 0.40386 | 0.35771 | 0.11275 | 0.42962 | 0.42962 | 0.36349 | 0.12973 | 0.29094 | 0.29094 | 0.41726 | 0.12471
37 | SUDAN | Sabaloka | SB | 16.3569 | 32.71 | Candidate | Reservoir |  | 2030 | 205 | 0.86903 | 0.86903 | 0.40253 | 0.12766 | 0.8557 | 0.8557 | 0.33905 | 0.10129 | 0.85129 | 0.85129 | 0.35011 | 0.12503 | 0.89556 | 0.89556 | 0.41956 | 0.12437
38 | EGYPT | Esna | ES | 25.3154 | 32.56 | Existing | RoR |  | 2010 | 86 | 0.67287 | 0.67287 |  |  | 0.65321 | 0.65321 |  |  | 0.6417 | 0.6417 |  |  | 0.57103 | 0.57103
39 | EGYPT | Naga Hamadi | NH | 26.046 | 32.25 | Existing | RoR |  | 2010 | 64 | 0.83663 | 0.83663 |  |  | 0.78303 | 0.78303 |  |  | 0.79043 | 0.79043 |  |  | 0.7174 | 0.7174
40 | EGYPT | New Assiut Barrage | NB | 29.9969 | 31.25 | Existing | RoR |  | 2018 | 31.7352 | 0.94236 | 0.94236 |  |  | 0.88027 | 0.88027 |  |  | 0.90475 | 0.90475 |  |  | 0.84829 | 0.84829
41 | ETHIOPIA | Tis Abay 1 | T1 | 11.4856 | 37.59 | Existing | RoR |  | 2000 | 11 | 1 | 1 |  |  | 1 | 1 |  |  | 1 | 1 |  |  | 1 | 1
42 | ETHIOPIA | Tis Abay 2 | T2 | 11.4887 | 37.6 | Existing | RoR |  | 2010 | 78 | 0.90986 | 0.90986 |  |  | 0.90986 | 0.90986 |  |  | 0.90986 | 0.90986 |  |  | 0.90986 | 0.90986
43 | ETHIOPIA | Sor | SR | 8.39 | 35.44 | Existing | RoR |  | 2014 | 5 | 0.7567 | 0.7567 |  |  | 0.8152 | 0.8152 |  |  | 0.5586 | 0.5586 |  |  | 0.061334 | 0.061334
44 | SOUTH SUDAN | Bedden | BD | 4.5625 | 31.5042 | Candidate | RoR |  | 2024 | 570 | 0.99826 | 0.99826 |  |  | 0.63105 | 0.63105 |  |  | 0.81213 | 0.81213 |  |  | 0.89997 | 0.89997
45 | SOUTH SUDAN | Fula | FL | 3.954 | 31.7085 | Candidate | RoR |  | 2024 | 890 | 0.89122 | 0.89122 |  |  | 0.24052 | 0.24052 |  |  | 0.36766 | 0.36766 |  |  | 0.39438 | 0.39438
46 | SOUTH SUDAN | Lakki | LK | 4.1287 | 31.5813 | Candidate | RoR |  | 2024 | 410 | 0.99809 | 0.99809 |  |  | 0.62533 | 0.62533 |  |  | 0.8162 | 0.8162 |  |  | 0.90701 | 0.90701
47 | SOUTH SUDAN | Shukoli | SL | 4.0364 | 31.6344 | Candidate | RoR |  | 2024 | 235 | 0.89455 | 0.89455 |  |  | 0.24253 | 0.24253 |  |  | 0.36878 | 0.36878 |  |  | 0.37625 | 0.37625
48 | SOUTH SUDAN | Fula Small | FS | 3.6708 | 31.9729 | Candidate | RoR |  | 2025 | 42 | 0.89122 | 0.89122 |  |  | 0.24052 | 0.24052 |  |  | 0.36766 | 0.36766 |  |  | 0.39438 | 0.39438

## CombinedHydroSolar_RCP85_wet
id | Country | Unit Name | loc_codes | Latitude | Longitude | Status | Type | Reservoir area (km2) | First Year | Capacity (MW) | CF_H1D1 | CF_H1D2 | CF_S1D1 | CF_S1D2 | CF_H2D1 | CF_H2D2 | CF_S2D1 | CF_S2D2 | CF_H3D1 | CF_H3D2 | CF_S3D1 | CF_S3D2 | CF_H4D1 | CF_H4D2 | CF_S4D1 | CF_S4D2
1 | EGYPT | Aswan 1 | A1 | 24.034 | 32.87 | Existing | Reservoir | 8.24 | 2010 | 280 | 1 | 1 | 0.40949 | 0.12619 | 1 | 1 | 0.38181 | 0.11744 | 1 | 1 | 0.371 | 0.12885 | 1 | 1 | 0.40126 | 0.11268
2 | EGYPT | Aswan 2 | A2 | 24.034 | 32.87 | Existing | Reservoir | 8.24 | 2010 | 270 | 1 | 1 | 0.40949 | 0.12619 | 1 | 1 | 0.38181 | 0.11744 | 1 | 1 | 0.371 | 0.12885 | 1 | 1 | 0.40126 | 0.11268
3 | EGYPT | High Aswan Dam | HA | 23.9733 | 32.88 | Existing | Reservoir | 6500 | 2010 | 2100 | 0.92941 | 0.92941 | 0.40587 | 0.12604 | 0.92941 | 0.92941 | 0.38386 | 0.11816 | 0.92941 | 0.92941 | 0.37424 | 0.12979 | 0.92941 | 0.92941 | 0.39426 | 0.11178
4 | ETHIOPIA | Finchaa | FC | 9.5592 | 37.3656 | Existing | Reservoir |  | 1973 | 128 | 0.66857 | 0.66857 | 0.3177 | 0.1226 | 0.85837 | 0.85837 | 0.26081 | 0.078234 | 0.81948 | 0.81948 | 0.29063 | 0.12032 | 0.55338 | 0.55338 | 0.364 | 0.13594
5 | ETHIOPIA | Beles | LT | 11.71 | 37.38 | Existing | Reservoir | 3600 | 2010 | 460 | 0.095712 | 0.095712 | 0.34544 | 0.11954 | 0.88773 | 0.88773 | 0.24787 | 0.097466 | 0.72921 | 0.72921 | 0.31597 | 0.14124 | 0.069092 | 0.069092 | 0.38651 | 0.14075
6 | ETHIOPIA | Tekeze 1 | T1 | 13.3476 | 38.7432 | Existing | Reservoir |  | 2010 | 300 | 1 | 1 | 0.28743 | 0.13885 | 1 | 1 | 0.26242 | 0.11404 | 1 | 1 | 0.2466 | 0.14381 | 1 | 1 | 0.26818 | 0.1139
7 | ETHIOPIA | Amarti-Neshe | AN | 9.5942 | 37.233 | Existing | Reservoir |  | 2013 | 98 | 0.69273 | 0.69273 | 0.32823 | 0.11213 | 0.86602 | 0.86602 | 0.25395 | 0.078349 | 0.82806 | 0.82806 | 0.3003 | 0.11892 | 0.5889 | 0.5889 | 0.382 | 0.13259
8 | ETHIOPIA | Renaissance | RN | 11.21 | 35.09 | Existing | Reservoir | 1874 | 2023 | 6400 | 0.41496 | 0.41496 | 0.33304 | 0.10568 | 0.77233 | 0.77233 | 0.27765 | 0.067827 | 0.60669 | 0.60669 | 0.30851 | 0.10919 | 0.30186 | 0.30186 | 0.37836 | 0.1134
9 | ETHIOPIA | Baro | BR | 7.2167 | 35.6333 | Candidate | Reservoir |  | 2025 | 645 | 0.93271 | 0.93271 | 0.28282 | 0.092344 | 0.98553 | 0.98553 | 0.22657 | 0.071754 | 0.98766 | 0.98766 | 0.25743 | 0.1046 | 0.69101 | 0.69101 | 0.33028 | 0.1029
10 | ETHIOPIA | Birbir | BB | 8.543 | 35.195 | Candidate | Reservoir |  | 2025 | 467 | 0.42815 | 0.42815 | 0.30872 | 0.087998 | 0.91363 | 0.91363 | 0.27046 | 0.071316 | 0.65605 | 0.65605 | 0.29885 | 0.10083 | 0.064456 | 0.064456 | 0.35155 | 0.10596
11 | ETHIOPIA | Chemoga Yeda | CY | 9.863 | 37.67 | Candidate | Reservoir |  | 2025 | 280 | 0.54738 | 0.54738 | 0.34093 | 0.10712 | 0.76298 | 0.76298 | 0.3077 | 0.077634 | 0.75176 | 0.75176 | 0.32889 | 0.10729 | 0.50729 | 0.50729 | 0.36244 | 0.098099
12 | ETHIOPIA | Geba | GB | 8.31 | 36.1 | Candidate | Reservoir |  | 2025 | 372 | 0.79731 | 0.79731 | 0.28966 | 0.10492 | 1 | 1 | 0.20662 | 0.072927 | 0.79175 | 0.79175 | 0.25083 | 0.11169 | 0.1421 | 0.1421 | 0.34061 | 0.12006
13 | ETHIOPIA | Genji | GJ | 8.23 | 34.96 | Candidate | Reservoir |  | 2025 | 216 | 0.66122 | 0.66122 | 0.31259 | 0.079993 | 0.91335 | 0.91335 | 0.25203 | 0.067338 | 0.7358 | 0.7358 | 0.29334 | 0.097413 | 0.1461 | 0.1461 | 0.35922 | 0.094218
14 | ETHIOPIA | Lower Dedessa | LS | 8.9687 | 36.2289 | Candidate | Reservoir |  | 2025 | 550 | 0.5 | 0.5 | 0.32027 | 0.10446 | 0.5 | 0.5 | 0.2611 | 0.071898 | 0.5 | 0.5 | 0.31357 | 0.1066 | 0.5 | 0.5 | 0.37842 | 0.11596
15 | ETHIOPIA | Tekeze 2 | T2 | 13.7906 | 37.9972 | Candidate | Reservoir |  | 2025 | 380 | 0.75088 | 0.75088 | 0.29878 | 0.1395 | 0.92263 | 0.92263 | 0.26142 | 0.1139 | 0.90949 | 0.90949 | 0.2862 | 0.15239 | 0.75559 | 0.75559 | 0.32246 | 0.14482
16 | ETHIOPIA | Upper Dabus | UD | 9.986 | 34.8935 | Candidate | Reservoir |  | 2025 | 326 | 0.17214 | 0.17214 | 0.2921 | 0.10407 | 0.80163 | 0.80163 | 0.2404 | 0.062626 | 0.6956 | 0.6956 | 0.28377 | 0.10868 | 0.051405 | 0.051405 | 0.37913 | 0.11772
17 | ETHIOPIA | Karadobi | KR | 10.144 | 38.34 | Candidate | Reservoir |  | 2026 | 1600 | 0.91872 | 0.91872 | 0.34185 | 0.1201 | 0.91872 | 0.91872 | 0.30371 | 0.087546 | 0.91872 | 0.91872 | 0.33924 | 0.12607 | 0.91872 | 0.91872 | 0.37769 | 0.13024
18 | ETHIOPIA | Beko Abo | BA | 10.3408 | 36.65 | Candidate | Reservoir |  | 2028 | 935 | 0.41946 | 0.41946 | 0.31866 | 0.1098 | 0.95145 | 0.95145 | 0.27001 | 0.074062 | 0.64947 | 0.64947 | 0.32375 | 0.11458 | 0.12237 | 0.12237 | 0.38075 | 0.12425
19 | ETHIOPIA | Upper Mandaya | UM | 9.947 | 35.68 | Candidate | Reservoir |  | 2030 | 1700 | 0.46693 | 0.46693 | 0.32757 | 0.097333 | 0.94185 | 0.94185 | 0.2623 | 0.070104 | 0.67539 | 0.67539 | 0.32111 | 0.10274 | 0.10525 | 0.10525 | 0.37596 | 0.11186
20 | ETHIOPIA | Aleltu East | AE | 9.78 | 38.83 | Candidate | Reservoir |  | 2031 | 189 | 0.62624 | 0.62624 | 0.28975 | 0.13668 | 0.70832 | 0.70832 | 0.2642 | 0.094939 | 0.625 | 0.625 | 0.29161 | 0.13334 | 0.15249 | 0.15249 | 0.35088 | 0.14635
21 | ETHIOPIA | Aleltu West | AW | 9.78 | 38.83 | Candidate | Reservoir |  | 2031 | 265 | 0.62624 | 0.62624 | 0.28975 | 0.13668 | 0.70832 | 0.70832 | 0.2642 | 0.094939 | 0.625 | 0.625 | 0.29161 | 0.13334 | 0.15249 | 0.15249 | 0.35088 | 0.14635
22 | ETHIOPIA | Lower Dabus | LD | 9.7921 | 34.8212 | Candidate | Reservoir |  | 2031 | 250 | 0.5 | 0.5 | 0.27238 | 0.108 | 0.5 | 0.5 | 0.24155 | 0.066075 | 0.5 | 0.5 | 0.27197 | 0.10728 | 0.5 | 0.5 | 0.35599 | 0.12135
23 | ETHIOPIA | Tams | TM | 7.9729 | 35.3271 | Candidate | Reservoir | 76 | 2031 | 1000 | 0.5 | 0.5 | 0.27119 | 0.09473 | 0.5 | 0.5 | 0.19225 | 0.070605 | 0.5 | 0.5 | 0.23421 | 0.1073 | 0.5 | 0.5 | 0.33075 | 0.11024
24 | SOUTH SUDAN | Juba Barrage | JB | 4.7392 | 31.5979 | Candidate | Reservoir |  | 2026 | 120 | 0.5 | 0.5 | 0.31783 | 0.091051 | 0.5 | 0.5 | 0.27429 | 0.075601 | 0.5 | 0.5 | 0.29182 | 0.10781 | 0.5 | 0.5 | 0.36192 | 0.10527
25 | SOUTH SUDAN | Wau | WA | 7.6814 | 28.0473 | Candidate | Reservoir |  | 2030 | 10.4 | 0.57426 | 0.57426 | 0.35536 | 0.088995 | 0.42879 | 0.42879 | 0.29635 | 0.070239 | 0.73358 | 0.73358 | 0.3308 | 0.099135 | 0.18818 | 0.18818 | 0.39432 | 0.094888
26 | SUDAN | Sennar | SN | 13.2971 | 33.89 | Existing | Reservoir | 15.2 | 1962 | 26 | 0.44401 | 0.44401 | 0.36714 | 0.11405 | 0.81664 | 0.81664 | 0.28934 | 0.078926 | 0.64802 | 0.64802 | 0.33376 | 0.11459 | 0.36572 | 0.36572 | 0.39573 | 0.11733
27 | SUDAN | Kashm El Girba | KS | 14.9222 | 35.9083 | Existing | Reservoir |  | 1964 | 10 | 0.94202 | 0.94202 | 0.35829 | 0.12592 | 1 | 1 | 0.30842 | 0.10491 | 1 | 1 | 0.3341 | 0.13192 | 1 | 1 | 0.38181 | 0.12809
28 | SUDAN | Roseires | RS | 11.7983 | 34.39 | Existing | Reservoir | 233 | 1966 | 270 | 0.44401 | 0.44401 | 0.36434 | 0.10708 | 0.81664 | 0.81664 | 0.29083 | 0.070465 | 0.64802 | 0.64802 | 0.33144 | 0.10564 | 0.36572 | 0.36572 | 0.40202 | 0.11319
29 | SUDAN | Jebel Aulia | JA | 15.2389 | 32.46 | Existing | Reservoir | 1222 | 2003 | 19 | 0.98299 | 0.98299 | 0.39466 | 0.11903 | 0.81952 | 0.81952 | 0.32528 | 0.090739 | 0.84395 | 0.84395 | 0.35242 | 0.11975 | 0.77835 | 0.77835 | 0.4191 | 0.1195
30 | SUDAN | Merowe | MR | 18.4926 | 31.82 | Existing | Reservoir | 476 | 2009 | 1240 | 0.78853 | 0.78853 | 0.41325 | 0.1275 | 0.9169 | 0.9169 | 0.35472 | 0.10518 | 0.99758 | 0.99758 | 0.36381 | 0.12547 | 0.75175 | 0.75175 | 0.41797 | 0.12163
31 | SUDAN | Upper Atbara | UA | 14.2767 | 35.8969 | Existing | Reservoir |  | 2017 | 320 | 0.093253 | 0.093253 | 0.3553 | 0.1228 | 0.88018 | 0.88018 | 0.30837 | 0.10024 | 0.92342 | 0.92342 | 0.33429 | 0.12918 | 0.22232 | 0.22232 | 0.37724 | 0.12398
32 | SUDAN | Kajbar | KB | 19.1667 | 30.48 | Candidate | Reservoir |  | 2024 | 360 | 0.98758 | 0.98758 | 0.41997 | 0.12189 | 1 | 1 | 0.3645 | 0.10456 | 1 | 1 | 0.37916 | 0.12284 | 0.99229 | 0.99229 | 0.4328 | 0.11744
33 | SUDAN | Shereik | SH | 19.2263 | 33.48 | Candidate | Reservoir |  | 2025 | 420 | 0.97265 | 0.97265 | 0.40367 | 0.13295 | 0.93046 | 0.93046 | 0.35034 | 0.11367 | 0.90552 | 0.90552 | 0.35596 | 0.13274 | 0.96229 | 0.96229 | 0.4063 | 0.12482
34 | SUDAN | Dagash | DG | 19.3353 | 33.41 | Candidate | Reservoir |  | 2028 | 312 | 0.85868 | 0.85868 | 0.40659 | 0.13305 | 1 | 1 | 0.35451 | 0.11409 | 1 | 1 | 0.36085 | 0.13215 | 0.86852 | 0.86852 | 0.40695 | 0.12382
35 | SUDAN | Dal | DL | 21.3731 | 30.93 | Candidate | Reservoir |  | 2030 | 648 | 0.85868 | 0.85868 | 0.42522 | 0.12446 | 1 | 1 | 0.37771 | 0.11027 | 1 | 1 | 0.38317 | 0.12599 | 0.86852 | 0.86852 | 0.40717 | 0.11308
36 | SUDAN | Mograt | MG | 19.287 | 32.69 | Candidate | Reservoir |  | 2030 | 312 | 0.54926 | 0.54926 | 0.41117 | 0.13151 | 0.72488 | 0.72488 | 0.35771 | 0.11275 | 0.77363 | 0.77363 | 0.36349 | 0.12973 | 0.4365 | 0.4365 | 0.41726 | 0.12471
37 | SUDAN | Sabaloka | SB | 16.3569 | 32.71 | Candidate | Reservoir |  | 2030 | 205 | 0.94845 | 0.94845 | 0.40253 | 0.12766 | 0.92848 | 0.92848 | 0.33905 | 0.10129 | 0.91306 | 0.91306 | 0.35011 | 0.12503 | 0.96521 | 0.96521 | 0.41956 | 0.12437
38 | EGYPT | Esna | ES | 25.3154 | 32.56 | Existing | RoR |  | 2010 | 86 | 0.96486 | 0.96486 |  |  | 0.98459 | 0.98459 |  |  | 0.98533 | 0.98533 |  |  | 0.85315 | 0.85315
39 | EGYPT | Naga Hamadi | NH | 26.046 | 32.25 | Existing | RoR |  | 2010 | 64 | 0.99203 | 0.99203 |  |  | 1 | 1 |  |  | 1 | 1 |  |  | 0.94564 | 0.94564
40 | EGYPT | New Assiut Barrage | NB | 29.9969 | 31.25 | Existing | RoR |  | 2018 | 31.7352 | 1 | 1 |  |  | 1 | 1 |  |  | 1 | 1 |  |  | 0.98878 | 0.98878
41 | ETHIOPIA | Tis Abay 1 | T1 | 11.4856 | 37.59 | Existing | RoR |  | 2000 | 11 | 1 | 1 |  |  | 1 | 1 |  |  | 1 | 1 |  |  | 1 | 1
42 | ETHIOPIA | Tis Abay 2 | T2 | 11.4887 | 37.6 | Existing | RoR |  | 2010 | 78 | 1 | 1 |  |  | 1 | 1 |  |  | 1 | 1 |  |  | 1 | 1
43 | ETHIOPIA | Sor | SR | 8.39 | 35.44 | Existing | RoR |  | 2014 | 5 | 0.79731 | 0.79731 |  |  | 1 | 1 |  |  | 0.79175 | 0.79175 |  |  | 0.1421 | 0.1421
44 | SOUTH SUDAN | Bedden | BD | 4.5625 | 31.5042 | Candidate | RoR |  | 2024 | 570 | 1 | 1 |  |  | 1 | 1 |  |  | 0.94284 | 0.94284 |  |  | 0.96295 | 0.96295
45 | SOUTH SUDAN | Fula | FL | 3.954 | 31.7085 | Candidate | RoR |  | 2024 | 890 | 0.97921 | 0.97921 |  |  | 0.56261 | 0.56261 |  |  | 0.62218 | 0.62218 |  |  | 0.74942 | 0.74942
46 | SOUTH SUDAN | Lakki | LK | 4.1287 | 31.5813 | Candidate | RoR |  | 2024 | 410 | 1 | 1 |  |  | 0.983 | 0.983 |  |  | 0.94518 | 0.94518 |  |  | 0.96611 | 0.96611
47 | SOUTH SUDAN | Shukoli | SL | 4.0364 | 31.6344 | Candidate | RoR |  | 2024 | 235 | 0.98063 | 0.98063 |  |  | 0.56739 | 0.56739 |  |  | 0.62816 | 0.62816 |  |  | 0.74571 | 0.74571
48 | SOUTH SUDAN | Fula Small | FS | 3.6708 | 31.9729 | Candidate | RoR |  | 2025 | 42 | 0.97921 | 0.97921 |  |  | 0.56261 | 0.56261 |  |  | 0.62218 | 0.62218 |  |  | 0.74942 | 0.74942